## Market data
I. Market Data of Eletrobras Companies
I.1 Installed Capacity – MW
Company | Integral Responsibility (a) | Integral Responsibility under terms of 13,182/15 Law (b) | Integral Responsibility under O&M Regime (c) | SPE (d) | SPE under O&M Regime (e) | Net Physical Aggregation 2019 | Total (a+b+c+d+e)
Eletrobras Holding | - | - | - | - | 2146.4468 | 139.4468 | 2146.4468
Eletronorte | 8891.14 | - | 78 | 1831.3225 | - | 220.3225 | 10800.4625
Chesf | 878.4 | 1050.3 | 8394.73 | 2177.79 | 0 | 133.79 | 12501.22
Furnas | 2007.27 | 2082 | 4617 | 2923.2301 | 402.9425 | - | 12032.4426
Eletronuclear | 1990 | 0 | 0 | - | 0 | - | 1990
Eletrosul | 476.02 | 0 | 0 | 1219.56 | 0 | - | 1695.58
CGTEE | 350 | 0 | 0 | - | 0 | - | 350
Itaipu Binacional | 7000 | 0 | 0 | - | 0 | - | 7000
Amazonas G&T | 1385.884 | 0 | 0 | - | 0 | 14.384 | 1385.884
Total | 22978.714 | 3132.3 | 13089.73 | 8151.9026 | 2549.3893 | 507.9433 | 49902.0359
I.2 Transmission Lines - Km
Company | Integral Responsibility (a) | Integral Responsibility under O&M Regime (b) | SPE (c) | Net Physical Aggregation 2019 | Total (a+b+c)
Eletrobras Holding | - | - | 652.24 | -373.76 | 652.24
Eletronorte | 1735.2 | 9277.27 | 1694.37 | - | 12706
Chesf | 1939.7 | 18975.2 | 1460.76 | 328.66 | 22375.66
Furnas (1) | 1635 | 18804.5 | 2354.7648 | 19 | 22795
Eletrosul | 1563.85 | 9513.31 | 1046.0345 | - | 12123.1945
Amazonas G&T | 389.94 | - | - | - | 389.94
Total | 7263.69 | 56570.28 | 7208.1693 | -26.1 | 71042.1393
(1) Net aggregation of Furnas in 2Q19 represents an adjustment related to the TL Anta/Simplício summing up 26.3 km, which was energized in May 2018.

## Gener.Assets & Gener.Energy
II. Generation Data
II.1 Installed Capacity - MW
II.1.2 Generation Assets and Generated Energy
II.1.2.1 Generation Assets and Generated Energy – Enterprises under Integral Responsability
Eletrobras Companies | Enterprise | Location | Beginning of Operation | End of Operation | Installed Capacity | Energy Assured | Generated Energy (MWh) |  | RCE |  |  | FCE
|  | (State) |  |  | (MWh) | (MWh Average) | 1Q19 | 2Q19 | MW Average | Avg Price (R$/MWh) | Contracts and Termination of Contracts in the RCE | MW Average
Eletronorte | Complexo de Tucuruí | PA | 1984-12-01 | 2024-08-01 | 8535 | 4019.1 | 9023529.4246 | 9005441.03 | 466.2156 | 232.04 | AUCTION PRODUCT 2014 - 2019 AUCTION PRODUCT 2018 - 2019 AUCTION PRODUCT 2019 - 2020 | 1377.3456
| HPP Samuel | RO | 1989-07-01 | 2029-09-01 | 216.75 | 92.7 | 332055.7664 | 255353.24 | - | 0 | 0 | 84.5424
| HPP Curuá-Una (1) | PA | 1977-01-01 | 2028-07-01 | 30.3 | 24.8 | 58095.0842 | 65669.44 | - | 0 | 0 | -
| TPP Senador Arnon Afonso Farias de Mello (2) | RR | 1990-01-01 | 2019-09-01 | 85.99 | 0 | - | - | - | 0 | 0
| TPP Araguaia (3) | MT | 2016-04-01 | - | 23.1 | - | - | - |  | 0 | 0
Chesf | Curemas | PB | 1957-01-01 | 2024-11-01 | 3.52 | 1 | - | 46.9075 | - | 0 | 0 | -
| Casa Nova II (4) | BA | 2017-12-01 | 2049-05-01 | 32.9 | 8.9 | 14953.8227 | 21043.6125 | 7.1 | 172.56 | CCEAR Dec/2037 | 1.3469
| Casa Nova III (5) | BA | 2018-02-01 | 2049-05-01 | 28.2 | 9.14 | 14941.2011 | 19129.6956 | 5.5 | 172.51 | CCEAR Dec/2037 | 2.3125
Furnas | Mascarenhas de Moraes (6) | MG | 1957-04-01 | 2024-01-29 | 476 | 289.5 | 440781.932 | 321998.8538 | 60.3532 | 358.6439 | 13th LEE 2014 - Dec 2019 | 171.5509
| Simplício (7) | MG | 2013-06-01 | 2041-08-01 | 305.7 | 175.4 | 340613.5793 | 225243.6563 | 185 | 233.1933 | 1st LEN 2005 - Dec/2039 | -
| Anta (7)(8) | RJ | 2018-08-10 | 2041-08-01 | 28 | 15.9 | 28389.9461 | 32291.7857 | 185 | 233.1933 | 1ºLEN2005 - Dec/2039 | -
| Batalha | MG | 2014-05-01 | 2041-08-01 | 52.5 | 48.8 | 93371.7488 | 26236.0262 | 47 | 230.8202 | 1st LEN 2005 - Dec/2039 | -
| Serra da Mesa (48,46%) (6) (9) | GO | 1998-04-01 | 2040-09-30 | 1275 | 637.5 | 695890.2523 | 376655.9452 | 132.7969 | 358.6439 | 13th LEE 2014 - Dec/2019 | 377.4681
| Manso (70%) (6) (9) | MT | 2000-11-29 | 2035-02-01 | 210 | 87.8 | 133846.8087 | 132254.9001 | 90 | 215.5336 | 1st LEN 2005 - Dec/2037 1st LEN 2005 - Dec/2039 | 0
| Santa Cruz (10) | RJ | 1967-07-01 | 2015-07-01 | 350 | 280.84 | 84266.8556 | 660670.6597 | 245.7 | 114.1305 | 5th LEN 2012 - Dec/2026 | 0
| Roberto Silveira (Campos) | RJ | 1968-12-01 | 2027-07-01 | 30 | 20.9 | - | 0 | - | 0 | -
Eletronuclear | Angra I | RJ | 1985-01-01 | 2024-12-01 | 640 | 509.8 | 1323238.6973 | 1388168.8076 | 0 | 0 | 0 | 0
| Angra II | RJ | 2000-09-01 | 1940-08-01 | 1350 | 1204.7 | 2716313.8924 | 1880501.0186 | 0 | 0 | 0 | 0
Eletrosul | HPP Governador Jayme Canet Júnior (11) | PR | 2012-11-01 | 1942-07-01 | 177.94 | 96.9 | 150886.8285 | 270580.085 | 94.08 | 222.2279 | 2040-12-31 | 0
| HPP Passo São João | RS | 2012-03-01 | 1941-08-01 | 77 | 41.1 | 128856.637 | 139725.115 | 37 | 228.0244 | 2039-12-31 | 0
| HPP São Domingos | MS | 2013-06-01 | 1937-12-01 | 48 | 36.4 | 91720.344 | 81437.998 | 36 | 239.3465 | 2041-12-31 | 0
| PCH Barra do Rio Chapéu | SC | 2013-02-01 | 1934-05-01 | 15.15 | 8.61 | 19307.071 | 19533.111 | 0 | - | NA | 6.7046
| PCH João Borges | SC | 2013-07-01 | 1935-12-01 | 19 | 10.14 | 11378.819 | 15579.824 | 0 | - | NA | 8.342
| WPP Cerro Chato I | RS | 2012-01-06 | 1945-08-01 | 30 | 11.33 | 21665.897 | 22574.138 | 10.7064 | 218.99 | 2032-06-30 | 0
| WPP Cerro Chato II | RS | 2011-08-20 | 1945-08-01 | 30 | 11.33 | 21739.308 | 23305.991 | 11 | 218.99 | 2032-06-30 | 0
| WPP Cerro Chato III | RS | 2011-06-07 | 1945-08-01 | 30 | 11.33 | 21999.171 | 23144.264 | 10.9534 | 218.99 | 2032-06-30 | 0
| WPP Coxilha Seca | RS | 2015-12-16 | 2049-05-18 | 30 | 13.2 | 26824.955 | 28475.772 | 8.3 | 172.46 | 2035-12-31 | 4.5183
| WPP Capão do Inglês | RS | 2015-12-22 | 2049-05-18 | 10 | 4.5 | 7542.709 | 9627.758 | 2.8 | 172.91 | 2035-12-31 | 1.5698
| WPP Galpões | RS | 2015-12-16 | 2049-05-18 | 8 | 3.5 | 7345.152 | 7828.414 | 2.1 | 174.16 | 2035-12-31 | 1.3041
| Megawatt Solar | SC | 2014-09-01 | - | 0.93 | NA | 350.386 | 238.556 | - | - | NA | 0.0057078
CGTEE | P. Médici (Candiota) | RS | 1974-01-01 | 2015-07-01 | - | - |  |  | 0 | - | - | -
| Candiota III – Fase C | RS | 2011-01-01 | 1941-07-01 | 350 | 165 | 503.64 | 522699.217 | 227 | 244.07 | 35 CCEAR´s. Dec/2024 | 0
| S. Jerônimo (São Jerônimo) | RS | 1953-04-01 | 2015-07-01 | 0 | 0 |  |  | 0 | - | - | -
| Nutepa (Porto Alegre) | RS | 1968-02-01 | 2015-07-01 | 0 | 0 |  |  | 0 | - | - | -
Itaipu Binacional | Itaipu Binacional | Brazil (Paraná) and Paraguay (Alto Paraná) | 1985-03-01 | - | 14000 | 8577 | 21830842 | 18620452 | - | - | - | -
Amazonas GT | HPP Balbina (12) | AM | 1989-01-01 | 2027-03-01 | 249.75 | 132.3 | 193422.3124 | 212754.9313 | 125.917 | 250.13 | 2027-03-01 | -
| TPP Aparecida (12) | AM | 1984-02-01 | 1930-11-01 | 166 | 150 | 294345.0556 | 329391.9458 | 145 | 250.13 | 2030-11-30 | -
| TPP Mauá (13) | AM | 1973-04-01 | 2020-07-01 | 260 | 114 | 0 | 0 | - | - | CBR - OC 87499/2013 - July/2020 | -
| TPP São José | AM | 2008-02-01 | 2017-10-01 | - | - |  |  | - | - | - | -
| TPP Flores (14) | AM | 2008-02-01 | 2019-06-01 | 80 | 80 | 37065.0205 | 17879.4637 | - | - | - | -
| TPP Iranduba (14) | AM | 2010-11-01 | 2019-06-01 | 25 | 25 | 33676.5896 | 24292.3469 | - | - | - | -
| TPP MAUÁ 3 (12) (15) (16) (17) | AM | 2019-01-01 | 2044-11-01 | 590.75 | 507.2 | 633202.6122 | 611946.3327 | 484.4 | 324.21 | 2030-11-30 | -
| TPP Ponta Negra (PIE Gera) (18) | AM | [9 empty] | 60
| TPP Manauara (PIE Manauara) (18) | AM | [9 empty] | 60
| TPP Jaraqui (PIE Breitener Jaraqui) (18) | AM | [9 empty] | 60
| TPP Tambaqui (PIE Breitner Tambaqui) (18) | AM | [9 empty] | 60
| TPP Cristiano Rocha (PIE RAESA) (18) | AM | [9 empty] | 60
| Isolated System | [7 empty] | MW Average | Avg Price (R$/MWh) 06/30/2019 | Termination of Contracts in the Isolated System | % EC
| TPP ANAMÃ | AM | 2018-12-05 | 2030-11-30 | 2.165 | 2.14 | 2285.6152 | 2104.8753 | 1.2 | 1204.39 | 2030-11-30 | 100%
| TPP ANORI | AM | 2018-12-05 | 2030-11-30 | 4.57 | 4.52 | 3602.1376 | 3823.2608 | 2.54 | 1119.41 | 2030-11-30 | 100%
| TPP CAAPIRANGA | AM | 2018-12-05 | 2030-11-30 | 2.165 | 2.14 | 1975.1574 | 2110.1914 | 1.2 | 1204.39 | 2030-11-30 | 100%
| TPP CODAJÁS | AM | 2018-12-05 | 2030-11-30 | 5.484 | 5.43 | 5599.48 | 6160.0732 | 3.05 | 1119.41 | 2030-11-30 | 100%
(1) ANEEL Authorization Resolution No. 7,010 of May 3, 2018, published in Official Gazette (D.O.U.) of 05.09.2018, authorizes the extension of installed capacity from 30,300 kW to 42,800 kW, and extends the concession of HPP Curuá-Una for a period of 20 (twenty) years, in accordance with § 7 of art. 26 of Law No. 9,427 of 1996, as of the publication of this Resolution, subject to the begining of commercial operation of unit 4 until the expiration date of the current concession.
(2) Resolution No. 2,894/2011 - Transfers TPP Senador Arnon Farias de Mello from Eletronorte to Boa Vista Energia SA until February 10, 2012. Order No. 318/2014 - extends the deadline until the effective interconnection of the Boa Vista Isolated System to SIN.
(3) Ordinance MME 331 of 08.14.2018 - Offical Gazette (DOU) 08.15.2018, authorizes the hiring to be cancelled, in its totality, of the TPP named Araguaia. Eletronorte, through CE-CRR-0118, dated 06.20.2018, requested ANEEL to revoke the authorization granted by TPP Araguaia. However, the Association of Municipalities ofAraguaia - AMA filed a Public Civil Action No. 2803-97.2018.811.008 with Eletronorte in the Court of Mato Grosso, and it was granted injunctive relief. Eletronorte, through CE-CRR-0144, dated 07.08.2018, requested ANEEL the process suspension. On 10.11.2018 Eletronorte filed a lawsuit before the Federal Court (Case No. 1021506-05.2018.4.01.3400) to discuss the matter but the judgment is still pending.
(4) WPP Casa Nova II started its commercial operation on December 9, 2017, pursuant to Order No. 4,153, dated December 8, 2017. The assured energy of the plant was amended by Ordinance No. 385 of December 15, 2017.
(5) WPP casa Nova III started comercial operation on 02/28/2018. The assured energy of the plant was modified by Ordinance nº 385, of December 15, 2017. In the amount generated in 1Q18, 8,322.51 MWh correspond to the test generation.
(6) MME Ordinance No. 178, of 05/05/2017, revised the assured energy values ​​of the centrally dispatched hydroelectric plants in National Interconnect System (SIN), with validity as of January 1, 2018.
(7) 175.40 MW average corresponds to Simplício's assured energy only. The Simplício-Anta complex has 333.70 of installed capacity and 191.30 MW of assured energy after Anta started its commercial operation.
(8) The GU01 started test operation on 07/04/2018 and commercial operation on 08/10/2018; GU2 started test operation on 09/06/2018 and commercial operation on 10/11/2018. The values ​​of installed capacity and assured energy were updated based on the start of commercial operation of GU2.
(9) HPPs shared, but FURNAS acquires the fraction of the partner through energy purchase contracts - considered Assuered Energy and total generation of each HPP.
(10) Power and physical guarantee proportional to the amount in Commercial Operation (GUs 1 and 2). The power set for the 5th New Energy Auction - A-5/2007 was 500 MW (combined cycle), with a respective Physical Guarantee of 401.2MW average. However, the TPP remains in open cycle due to the delay in its works (GUs 11 and 21, with a power of 150 MW average). UGs 3 and 4 have their commercial operation temporarily suspended by ANEEL, pursuant to Order No. 3,263 of October 19, 2012.
(11) The amounts reported refer to the Company's participation in the project (Governador Jayme Canet Júnior Consortium - 49% Eletrosul)
(12) Installed Capacity and Assured Energy of Aparecida, Mauá block 3 and HPP Balbina are in accordance with Ordinance MME 185/2012.
(13) The current assured energy of TPP Mauá Block 4 is 14 MW in accordance with ANEEL Order No. 1,853 / 2016.
(14) Compliance with MME Ordinance No. 492/2017.
(15) CCEAR - JAN/19 - CCEAR - DEC/43
(16) Installed Capacity of TPP Mauá 3 is in accordance with ANEEL Authorization Resolution No. 4,950 / 2014.
(17) Assured Energy of TPP Mauá 3 is in accordance with Ordinance MME nº 319/2014.
(18) TPPs Cristiano Rocha, Manauara, Ponta Negra, Tambaqui and Jaraqui are not part of Amazonas GT's own generation assets. They belong to the Independent Energy Producers - PIE, from which Amazonas GT buys its energy and resells them for Amazonas D through Energy Purchase Agreements - CCVE. These contracts of energy purchase from the PIEs by Amazonas GT should have their termination in May/2025, as mentioned in the contract, and, as consequence, the PIE plants will be reverted to the Amazonas GT assets, which will operate them until November 30, 2030.
II.1.2.1.1 Eletrobras Companies Average Price of Sale and Purchase of Energy
| Eletrobras Companies Average Price(R$) | 1Q19 | 2Q19
| RCE | 288.58 | 299
| FCE | 170.31 | 165.97
| Purchase of energy | 216.35 | 219.74

## Gen.Assets and GenerEnergy O&M
II.1.2.2 Generation Assets and Generated Energy – Enterprises under Integral Responsibility – O&M - renewed by 12,783/13 law
Eletrobras Companies | Enterprise | Location | Beginning of Operation | End of Operation | Installed Capacity | Energy Assured | Generated Energy (MWh) |  | Quotas – O&M Regime: Law 12,783/2013
|  | (State) |  |  | (MW) | (MW Average) | 1Q19 | 2Q19 | MW Average | GAG (R$ Million) | RAG (R$ Million) | Amount of new investments recognized by Aneel in GAG in the last adjustment (R$ Million) (1)
Eletronorte | HPU Coaracy Nunes | AP | 1975-12-01 | 1942-12-01 | 78 | 62.6 | 144299.5641 | 157761.62 | 62.6 | 10.5181 | 6.773 | 9.3076
Chesf | Funil | BA | 1962-08-01 | 1942-12-01 | 27.278 | 10.663 | 4836.1611 | 6086.3223 | 10.6569 | 8.9552 | 12.4707 | 4.4589
| Pedra | BA | 1978-11-01 | 1942-12-01 | 18.242 | 3.657 | 143.4779 | 222.8839 | 3.6533 | 4.8625 | 5.8213 | 2.1594
| Paulo Afonso Complex | BA | 1955-01-01 | 1942-12-01 | 3901.434 | 2067.102 | 1468514.7788 | 1641667.8907 | 2064.7598 | 602.5359 | 861.243 | 373.3878
| Luiz Gonzaga (Itaparica) | PE | 1988-06-01 | 1942-12-01 | 1348.857 | 890.972 | 662960.8031 | 738853.907 | 889.9625 | 201.0638 | 328.4943 | 101.1085
| Boa Esperança (Castelo Branco) | PI | 1970-04-01 | 1942-12-01 | 216.331 | 132.897 | 224104.6014 | 298914.1002 | 132.7471 | 43.4057 | 59.221 | 19.1368
| Xingó | SE | 1994-12-01 | 1942-12-01 | 2882.591 | 1997.279 | 1689742.3318 | 1873223.5813 | 1995.0163 | 357.8291 | 601.2629 | 178.0963
Furnas (1) | Furnas | MG | 1963-09-04 | 2042-12-01 | 1216 | 582 | 863917.2766 | 573235.7582 | 561.1146 | 74.2612 | 218.5585 | 71.3227
| Luis Carlos Barreto (Estreito) | SP/MG | 1969-03-16 | 2042-12-01 | 1050 | 495.4 | 811257.2475 | 576631.6889 | 472.9084 | 61.6702 | 235.8728 | 81.8911
| Porto Colômbia | MG/SP | 1973-06-29 | 2042-12-01 | 320 | 186 | 444179.4889 | 334013.1909 | 185.7687 | 27.4782 | 78.8716 | 29.3714
| Marimbondo | SP/MG | 1975-10-25 | 2042-12-01 | 1440 | 689.7 | 1310027.3287 | 1362486.8039 | 663.9284 | 81.004 | 329.7023 | 114.6343
| Funil | RJ | 1970-03-01 | 2042-12-01 | 216 | 115 | 172527.9375 | 176469.554 | 113.8817 | 20.2175 | 50.1703 | 19.5379
| Corumbá I | GO | 1996-10-01 | 2042-12-01 | 375 | 217.4 | 312524.9319 | 407718.4131 | 210.1851 | 30.1392 | 93.1691 | 29.3
Eletronuclear | - | - | - | - | - | - | - |  | - | - | - | -
Eletrosul | - | - | - | - | - | - | - |  | - | - | - | -
CGTEE | - | - | - | - | - | - | - |  | - | - | - | -
Itaipu Binacional | - | - | - | - | - | - | - |  | - | - | - | -
Amazonas GT | - | - | - | - | - | - | - |  | - | - | - | -
(1) MME Ordinance No. 178, of 05/03/2017, revised the assured energy values ​​of the centrally dispatched hydroelectric plants in National Interconnect System (SIN), with validity as of January 1, 2018.
II.1.2.3 Generation Assets and Generated Energy – Enterprises under Integral Responsibility renewed by 13,182/15 Law
Eletrobras Companies | Enterprise | Location | Beginning of Operation | End of Operation | Installed Capacity | Energy Assured | Generated Energy (MWh) |  | RCE |  |  | FCE
|  | (States) |  |  | (MW) | (MW Average) | 1Q19 | 2Q19 | MW Average | Average price (R$/MWh) | Contracts and Validity in RCE | MW Average | Average price (R$/MWh)
Chesf | Sobradinho | BA | 1979-11-01 | 2052-02-01 | 1050.3 | 504.5 | 390839.803 | 439259.7962 | - | - | - | 454.05 | 121.7661
| Funil | BA | 1962-08-01 | 1942-12-01 | 2.722 | 0.247 | 112.2115 | 141.2185 | - | - | - | 0.25311 | 121.7661
| Pedra | BA | 1978-11-01 | 1942-12-01 | 1.765 | 0.083 | 3.2401 | 5.0332 | - | - | - | 0.086769 | 121.7661
| Complexo de Paulo Afonso | BA | 1988-06-01 | 1942-12-01 | 378.167 | 46.698 | 33174.1648 | 37085.7427 | - | - | - | 49.0402 | 121.7661
| Luiz Gonzaga (Itaparica) | PE | 1988-06-01 | 1942-12-01 | 130.743 | 20.128 | 14976.1143 | 16690.52 | - | - | - | 21.1375 | 121.7661
| Boa Esperança (Castelo Branco) | PI | 1970-04-01 | 1942-12-01 | 20.969 | 3.003 | 4966.4018 | 6624.2616 | - | - | - | 3.1529 | 121.7661
| Xingó | SE | 1994-12-01 | 1942-12-01 | 279.409 | 45.121 | 38171.6309 | 42316.5105 | - | - | - | 47.3837 | 121.7661
Furnas | Itumbiara (1)(2) | GO/MG | 1980-04-28 | 2020-02-26 | 2082 | 964.3 | 1391110.1592 | 596294.4034 | 99.3109 | 358.6439 | 13ºLEE2014 - Dec/2019 | 751.838 | -
(1) MME Ordinance No. 178, of 05/03/2017, revised the assured energy values ​​of the centrally dispatched hydroelectric plants in National Interconnect System (SIN), with validity as of January 1, 2018.
(2) Law 13,182, dated 11.03.2015, allowed FURNAS to extend the concession of the HPP Itumbiara in return for its participation in the "Fundo de Energia do Sudeste-Centro-Oeste- FESC" and in energy contracts backed by the physical guarantee of the Company plant with consumer units located in the Southeast/Midwest submarket, through auctions promoted by FURNAS. Furnas held 9 auctions for energy sale to consumers defined by Law 13,182 / 2015, having sold all the energy available at the events, as provided in § 3 of article 10 of the Law, ie 80% of the plant's physical guarantee, excluding losses and internal consumption ("net physical guarantee"). It is important to mention that the contracts concluded have, among various conditions provided for in article 10 of Law 13,182 / 2015, supply term until February 26, 2035, and as of February 27, 2030, the amounts contracted are reduced to the ratio one-sixth uniform year (§§ 2 and 4 of Article 10 of the Law). It is clear that the provision of said contractual term considers the extension of the concession of the plant, under legal terms, that is, for another 30 (thirty) years. Thus, having met the legal conditions for concession extension pursuant to article 10 of Law 13,182 / 2015, Furnas reiterated the request for concession extension for 30 years, pursuant to paragraph 14 of the aforementioned article 10 of Law 13.182 / 2015, upon the instruction of the process by ANEEL and referral to the Ministry of Mines and Energy - MME. Given the adhesion of Furnas to the regime provided by Law 13,182 / 2015, we understand that Furnas will have the extension of the Itumbiara HPP concession, although the amendment to the concession has not yet been formalized. In addition, we understand that Furnas is also entitled to extend the concession term, as provided for in Law No. 13,203 of December 8, 2015, which allowed the renegotiation of hydrological risk borne by hydroelectric generation agents participating in the Reallocation Mechanism. Energia - MRE, with effect from January 1, 2015, and this subject is also under consideration by ANEEL.

## Energy Sold
II.1.3. Energy Sold
II.1.3.1 Energy Sold by enterprises not renewed by 12,783/13 Law
Company | Buyer | 1Q19 |  | 2Q19
|  | R$ Million | MWh | R$ Million | MWh
Eletronorte | Eletrobras System | 98.82 | 446594.5 | 60.38 | 294840
| Others | 586.17 | 3616946.7 | 621.59 | 3839003.0076
Chesf | Eletrobras System | - | - | - | 27518.39
| Others | 162.6658 | 1215817.853 | 165.7672 | 1101601.5882
Furnas (1) | Eletrobras System | 1.385 | 15694.966 | - | -
| Others | 1151.6032 | 5490502.6103 | 1193.2865 | 5290545.4133
Eletronuclear | Eletrobras System | 20.5498 | 81535.6908 | - | -
| Others | 831.7854 | 3315479.8029 | 852.3352 | 3434760.1104
Eletrosul | Eletrobras System | - | - | - | -
| Others | 115.6093 | 521106.7393 | 113.22 | 508210.9
CGTEE | Eletrobras System | 0 | 0 | - | -
| Others | 59.72 | 648400 | 127.16 | 656562
Itaipu Binacional (2) | Eletrobras System | - | - | - | -
| Others | - | - | - | -
Amazonas GT | Eletrobras System | 1025.9737 | 1879218.4014 | 866.4649 | 1758066.389
| Others | - | - | - | -
(1) For 2Q19, Estimated revenue, due to the fact that Final RRV was not disclosed.
(2) Considered the billing: i) of the contracted power; ii) royalties and reimbursements related to the additional energy to that linked to the contracted power; and iii) the remuneration for the assignment of energy.
II.1.3.2 Energy Sold by enterprises renewed by 12,783/13 Law – O&M
Company | Buyer | 1Q19 |  | 2Q19
|  | R$ Million | MWh | R$ Million | MWh
Eletronorte | Eletrobras System | 0.121 | 2149.2 | - | -
| Others | 8.143 | 142150.36 | 8.4023 | 157761.621
Chesf | Eletrobras System | 6.9008 | 183234.7738 | - | -
| Others | 527.3183 | 10843418.9962 | 541.3168 | 11144012.88
Furnas | Eletrobras System | 6.5534 | 107882.9837 | - | -
| Others | 291.7328 | 4831082.5163 | 297.8193 | 4991532
Eletronuclear | Eletrobras System | - | - | - | -
| Others | - | - | - | -
Eletrosul | Eletrobras System | - | - | - | -
| Others | - | - | - | -
CGTEE | Eletrobras System | - | - | - | -
| Others | - | - | - | -
Itaipu Binacional | Eletrobras System | - | - | - | -
| Others | - | - | - | -
Amazonas GT | Eletrobras System | - | - | - | -
| Others | - | - | - | -

## CCEE Settlement
II.1.3.3 CCEE Settlement (Spot and MRE)
Company | 1Q19 |  | 2Q19
| R$ Million | MWh | R$ Million | MWh
Eletronorte | 157.0558 | 5092486.9043 | 171.4945 | 4915377.5098
Chesf | 136.9681 | 798876.1108 | 68.6222 | 493774.9145
Furnas | 23.9162 | - | 35.6305 | -
Eletronuclear | - | - | - | -
Eletrosul | 44.8353 | 231834.0828 | 5.4693 | 270968.8175
CGTEE | -0.31293 | 139346.248 | 4.5599 | 135408
Itaipu Binacional | - | - | - | -
Amazonas GT | -3.4337 | -61766.6062 | -1.3377 | -144586.8092

## Energy purchased for Resale
II.1.4 Energy purchased for Resale
Company | Buyer | 1Q19 |  | 2Q19
|  | R$ Million | MWh | R$ Million | MWh
Eletronorte (1) | Eletrobras System | - | - | - | -
| Others | 38 | 138682.35 | - | 6246.24
Chesf | Eletrobras System | - | - | - | -
| Others | 70.2459 | 359876.9526 | 80.705 | 440072.8602
Furnas | Eletrobras System | - | - | - | -
| Others | 180.5444 | 992532.3945 | 194.6658 | 1003015.0618
Eletronuclear | Eletrobras System | - | - | - | -
| Others | - | - | - | -
Eletrosul | Eletrobras System | 86.9218 | 475976.0942 | 90.8458 | 485435.7123
| Others | - | - | - | -
CGTEE | Eletrobras System | 59.3001 | 291735 | 60.3768 | 294840
| Others | - | - | - | -
Itaipu Binacional | Eletrobras System | - | - | - | -
| Others | - | - | - | -
Amazonas GT | Eletrobras System | - | - | - | -
| Others | 194.8451 | 622408.802 | 195.1989 | 633266.389
(1) SINOP purchase as a result of Venezuela's crisis. All data has been reset.

## Average Rate
II.1.5 Average Rate – R$/MWh
II.1.5.1 Enterprises not renewed by 12,783/13 Law
Eletrobras Companies | 1Q19 | 2Q19
Eletronorte | 168.57 | 164.97
Chesf | 134.3145 | 150.0638
Furnas | 209.3983 | 225.5508
Eletronuclear | 230.4991 | 284.9093
Eletrosul | 221.8534 | 222.7868
CGTEE (1) | 92.107 | 193.6828
Itaipu Binacional (2)(3) | 22.6 | 22.6
Amazonas GT | 545.9577 | 492.851
(1) (RCE revenue deducted from reimbursement + FCE revenue) / (Energy sold in RCE + Energy sold in FCE)
(2) Amounts in U$/KW.
(3) Tariff (defined in ITAIPU as the unitary cost of the power service) used in the contracted power billing.
II.1.5.2 Enterprises renewed by 12,783/13 Law – O&M
Eletrobras Companies | 1Q19 | 2Q19
Eletronorte | 57.27 | 53.26
Chesf | 48.5092 | 50.1079
Furnas | 60.3945 | 59.6649
Eletronuclear | - | -
Eletrosul | - | -
CGTEE | - | -
Itaipu | - | -
Amazonas GT | - | -

## Fuel used
II.1.6 Fuel used by Electric Energy Production
Eletrobras Companies | Type | Unit | 1Q19 |  | 2Q19
|  |  | Amount | R$ Million | Amount | R$ Million
Eletronorte (1) | Special Diesel Oil | Litre | - | - | - | -
Chesf | Diesel Oil | Litre | - | - | - | -
| Gas | m3 | - | - | - | -
Furnas (2) | Special Diesel Oil | Litre | - | - | - | -
| Fuel Oil B1 | Ton | - | - | - | -
| Diesel Oil | Litre | - | - | - | -
| Gas | m3 | 25347048 | 65.7168 | 197193565 | 173.4052
Eletronuclear | Uranium | kg | 102529 | 105.822 | 79365 | 94.2
Eletrosul | n/a | n/a | - | - | - | -
CGTEE | Coal | Ton | 1624 | 22.74 | 460726 | 22.74
| Fuel Oil | kg | 553700 | 1.24 | 1440106 | 5.55
| Diesel Oil | Litre | 308000 | 1 | 286000 | 1.93
| Quicklime | kg | 0 | 0 | 35867 | 19.88
Itaipu Binacional | n/a | n/a | n/a | n/a | n/a | n/a
Amazonas GT (3) | Diesel Oil | Litre | 0 | 0 | - | -
| gas | m3 | 364741256 | 727.3405 | 385481293 | 656.7875
(1) In 2Q19 there was no release of payment for the fuel purchase. Source: FFN / Eletronorte, 07/08/2019.
(2) Considering business competence.
(3) Flores and Iranduba plants (leased plants) are responsible for the fuels purchase directly.

## TL Extension Losses
III. Transmission – Assets under Integral Responsibility
III.1 Transmission Lines Extension
III.1.1.1 Transmission Lines Extension – Enterprises not renewed by 12,783/13 Law - Km
Eletrobras Companies | 765 KV | 750 KV | 600 KV | 525 KV | 500 KV | 440 KV | 345 KV | 230 KV | 138 KV | <138 KV | Total
Eletronorte | 0 | 0 | 0 | 0 | 0 | 0 | 0 | 1735.2 | 0 | 0 | 1735.2
Chesf | 0 | 0 | 0 | 0 | - | 0 | 0 | 1939.7 | 0 | 0 | 1939.7
Furnas | 0 | 0 | 0 | 0 | 844 | 0 | 161 | 210.7 | 419.3 | 0 | 1635
Eletrosul | 0 | 0 | 0 | 1047.13 | 0 | 0 | 0 | 504.22 | - | 12.5 | 1563.85
Amazonas GT | 0 | 0 | 0 | 0 | 0 | 0 | 0 | 386.621 | 0 | 0 | 389.94
Total | 0 | 0 | 0 | 1047.13 | 844 | 0 | 161 | 4776.441 | 419.3 | 12.5 | 7263.69
III.1.1.2 Transmission Lines Extension – Enterprises renewed by 12,783/13 Law - Km
Eletrobras Companies | 765 KV | 750 KV | 600 KV | 525 KV | 500 KV | 440 KV | 345 KV | 230 KV | 138 KV | <138 KV | Total
Eletronorte | 0 |  | 0 | 0 | 3232.61 | 0 | 0 | 5373.487 | 583.666 | - | 9189.763
Chesf | 0 | 0 | 0 | 0 | 5372.9 | 0 | 0 | 12885.1 | 462.6 | 254.5 | 18975.1
Furnas | 0 | 2698 | 1612 | 0 | 4029.9 | 0 | 6144.5 | 2038 | 2117.1 | 165 | 18804.5
Eletrosul | 0 | 0 | 0 | 422.48 | 2173.49 | 0 | 0 | 4942.65 | 1918.49 | 56.2 | 9513.31
Amazonas GT | 0 | 0 | 0 | 0 | 0 | 0 | 0 | 0 | 0 | 0 | 0
Total | 0 | 2698 | 1612 | 422.48 | 14808.9 | 0 | 6144.5 | 25239.237 | 5081.856 | 475.7 | 56482.673
III.2 Transmission Losses - %
Empresa Eletrobras | 1Q19 | 2Q19
Eletronorte | 0.99% | 1.12%
Chesf | 2.34% | 1.96%
Furnas | 1.88% | 1.84%
Eletrosul | 1.44% | 1.32%
Amazonas GT | 0.11% | 0.1%

## Transmission Lines
III.3 Transmission Lines
III.3.1 Transmission Lines – Enterprises not affected by 12,783 Law
Eletrobras Companies | From-To | Extension (km) | Tension (kV) | Beginning of Operation | End of Concession | AAR on 06.30.19 (R$ Million) | Readjustment Index
Eletronorte | LT 230 kV ABUNA /PORTO VELHO C-2 RO | 188 | 230 | 2014-02-01 | 2039-11-01 | 11.6418 | 1.0286
| LT 230 kV ABUNA /RIO BRANCO 1 C-2 RO/AC | 298 | 230 | 2014-01-01 | 2039-11-01 | 18.3364 | 1.0286
| LT 230 kV ARIQUEMES /JI-PARANA C-3 RO | 165 | 230 | 2016-03-20 | 2039-11-19 | 9.9777 | 1.0286
| LT 230 kV COLETORA PORTO VELHO /PORTO VELHO C-2 RO | 22 | 230 | 2015-08-01 | 2039-02-26 | 0.44797 | 1.0286
| LT 230 kV COLETORA PORTO VELHO /PORTO VELHO C-1 RO | 22 | 230 | 2015-08-01 | 2039-02-26 | 0.44797 | 1.0286
| LT 230 kV JI-PARANA /PIMENTA BUENO C-3 RO | 119.2 | 230 | 2016-05-19 | 2039-11-19 | 7.1961 | 1.0286
| LT 230 kV JORGE TEIXEIRA /LECHUGA C-2 AM | 29.54 | 230 | 2014-02-01 | 2040-07-01 | 1.5244 | 1.0286
| LT 230 kV JORGE TEIXEIRA /LECHUGA C-1 AM | 29.54 | 230 | 2014-02-01 | 2040-07-01 | 1.5244 | 1.0286
| LT 138 kV JORGE TEIXEIRA /LECHUGA C-3 AM | 29.54 | 230 | 2015-03-31 | 2042-05-01 | 2.0033 | 1.0286
| LT 230 kV PIMENTA BUENO /VILHENA C-3 RO | 161 | 230 | 2015-12-07 | 2039-11-19 | 9.7358 | 1.0286
| LT 230 kV RIB.GONCALVES /BALSAS C-1 PI/MA | 95 | 230 | 2011-12-01 | 2039-01-01 | 2.0555 | 1.0286
| LT 230 kV SAMUEL /ARIQUEMES C-3 RO | 154.44 | 230 | 2015-12-20 | 2039-11-19 | 9.3125 | 1.0286
| LT 230 kV SAMUEL /PORTO VELHO C-3 RO | 42.4 | 230 | 2015-10-06 | 2039-11-19 | 2.5398 | 1.0286
| LT 230 kV SAO LUIS II /SAO LUIS III C-1 MA | 35.94 | 230 | 2010-05-01 | 2038-03-01 | 1.3299 | 1.0057
| LT 230 kV VILHENA /JAURU C-3 RO/MT | 343.6 | 230 | 2015-11-23 | 2039-11-19 | 20.3649 | 1.0286
Chesf | Ibicoara-Brumado, C1 | 94.5 | 230 | 2012-03-01 | 1937-06-01 | 3.1108 | IPCA
| Milagres-Coremas, C2 | 119.8 | 230 | 2009-06-01 | 1935-03-01 | 7.1425 | IGPM
| Milagres-Tauá, C1 | 208.1 | 230 | 2007-12-01 | 1935-03-01 | 10.4904 | IGPM
| Paulo Afonso III- Zebu II, C1 | 5.4 | 230 | 2012-08-01 | 1939-08-01 | 0.15709 | IPCA
| Paulo Afonso III- Zebu II, C2 | 5.4 | 230 | 2012-08-01 | 1939-08-01 | 0.15709 | IPCA
| Paraiso-Açu II, C2 | 132.8 | 230 | 2010-09-01 | 1937-06-01 | 3.9522 | IPCA
| Picos-Tauá II, C1 | 183.2 | 230 | 2013-02-01 | 1937-06-01 | 5.2696 | IPCA
| Pirapama II-Suape II, C1 | 20.9 | 230 | 2012-12-01 | 1939-01-01 | 0.89684 | IPCA
| Pirapama II-Suape II, C2 | 20.9 | 230 | 2012-12-01 | 1939-01-01 | 0.89684 | IPCA
| Suape III-Suape II, C1 | 3.6 | 230 | 2012-12-01 | 1939-01-01 | 0.52728 | IPCA
| Suape III-Suape II, C2 | 3.6 | 230 | 2012-12-01 | 1939-01-01 | 0.52728 | IPCA
| C. Mirim II-João Câmara II C1 | 74.5 | 230 | 2014-02-01 | 1940-11-01 | 1.9638 | IPCA
| Extremoz II-C. Mirim II C1 | 19.2 | 230 | 2014-02-01 | 1940-11-01 | 0.63348 | IPCA
| Jardim/Penedo, C1 | - | 230 | 2014-03-01 | 1938-03-01 | 2.7247 | IPCA
| N. S. do Socorro/Penedo, C1 | 110.2 | 230 | 2014-03-01 | 1938-03-01 | - | -
| B. Jesus da Lapa II – Igaporã II | 115 | 230 | 2014-05-01 | 1940-11-01 | 2.978 | IPCA
| Acaraú II-Sobral III, C2 | 91.3 | 230 | 2015-09-01 | 1940-11-01 | 2.7376 | IPCA
| Igaporã II-Igaporã III,C1 | 5.4 | 230 | 2015-10-01 | 1942-06-01 | 0.10227 | IPCA
| Igaporã II-Igaporã III,C2 | 5.4 | 230 | 2015-10-01 | 1942-06-01 | 0.10227 | IPCA
| Igaporã III-Pindaí II,C1 | 49.5 | 230 | 2016-10-01 | 1942-06-01 | 2.3522 | IPCA
| Paraiso-Lagoa Nova II, C1 | 65.4 | 230 | 2016-12-01 | 1941-10-01 | 2.9394 | IPCA
| Ceará Mirim II-Touros II | 61.5 | 230 | 2017-05-01 | 1942-06-01 | 2.33 | IPCA
| Casa Nova II-Sobradinho, C1 | 67.1 | 230 | 2017-09-18 | - | -
| Mossoró IV-Mossoró II, C1 | 36.1 | 230 | 2017-10-28 | 1942-06-01 | 1.2432 | IPCA
| Teresina II-Teresina III, C1 | 22.8 | 230 | 2017-10-18 | 1941-12-01 | 1.0827 | IPCA
| Teresina II-Teresina III, C2 | 22.8 | 230 | 2017-10-18 | 1941-12-01 | 1.0827 | IPCA
| Morro do Chapéu II-Irecê | 64.1 | 230 | 2017-12-21 | 1941-10-01 | 1.6205 | IPCA
| Jardim-Nossa Senhora do Socorro, C1 | 1 | 230 | 2019-02-01 | 1999-12-31 | - | IPCA
| Jardim-Nossa Senhora do Socorro, C2 | 1.2 | 230 | 2019-02-01 | 1999-12-31 | 0.086057 | IPCA
| Messias-Maceió II, C2 | 19.7 | 230 | 2019-02-01 | 1999-12-31 | 0.61965 | IPCA
| Messias-Maceió II, C1 | 19.7 | 230 | 2019-02-01 | 1999-12-31 | 0.61965 | IPCA
| Eunápolis-Teixeira de Freitas II, C1 | 144.8 | 230 | 2019-03-01 | 1999-12-31 | 2.8025 | -
| Mirueira II-Pau Ferro, C2 | - | - | - | - | 1.9064
| Barreiras II - Tabocas do Brejo Velho C1 | - | - | - | - | 0.5472
| Eunápolis-Teixeira de Freitas II, C2 | 144.8 | 230 | 2019-03-01 | 1999-12-31 | 6.7739 | -
Furnas (1)(2) | TL 345 kV CAMPOS /MACAE MERCHAN C-3 RJ | 90 | 345 | 2010-06-02 | 2035-03-04 | 15.5245 | IGPM
| TL 345 kV ITAPETI /NORDESTE C-1 SP | 29 | 345 | 2014-12-31 | 2036-04-27 | 4.429 | IPCA
| TL 345 kV ITAPETI /TIJUCO PRETO C-4 SP | 21 | 345 | 2013-01-06 | 2036-04-27 | 2.2706 | IPCA
| TL 345 kV ITAPETI /TIJUCO PRETO C-3 SP | 21 | 345 | 2013-01-07 | 2036-04-27 | 2.2706 | IPCA
| TL 500 kV B.DESPACHO 3 /OURO PRETO 2 C-1 MG | 180 | 500 | 2016-02-20 | 2039-01-28 | 9.3215 | IPCA
| TL 500 kV IBIUNA /BATEIAS C-2 SP/PR | 332 | 500 | 2003-03-21 | 2031-05-09 | 41.2953 | IGPM
| TL 500 kV IBIUNA /BATEIAS C-1 SP/PR | 332 | 500 | 2003-03-22 | 2031-05-09 | 41.2953 | IGPM
| TL 230 kV PIRINEUS /XAVANTES C-2 GO | 50 | 230 | 2016-03-25 | 2041-12-09 | 2.9932 | IPCA
| TL 230 kV MASCARENHAS /LINHARES C-1 ES (3) | 94.7 | 230 | 2018-07-01 | 1940-07-01 | 3.5034 | IPCA
| TL 138 kV BATALHA / PARACATU (4) | 85 | 138 | 2013-09-06 | 2041-08-15 | (*) | -
| TL 138 kV SIMPLÍCIO / ROCHA LEÃO C-2 (4) | 119 | 138 | 2013-06-05 | 2041-08-15 | (*) | -
| TL 138 kV SIMPLÍCIO / ROCHA LEÃO C-1 (4) | 119 | 138 | 2013-06-05 | 2041-08-15 | (*) | -
| TL 230 kV MANSO / NOBRES (4) (5) (6) | 66 | 230 | 2000-11-12 | 2035-02-10 | (*) | -
| TL 138 kV MANSO / NOBRES (7) | 70 | 138 | 1999-08-01 | 2035-02-01 | (*) | -
| TL 138 kV ANTA / SIMPLÍCIO | 26.3 | 138 | 2018-05-12 |  | (*) | -
Eletrosul | TL 132 kV CV URUGUAIANA /PASO DE LOS LIBRES C-1 RS | 12.5 | 132 | 1994-09-01 | 2021-07-01 | 0.37687 | IPCA
| TL 230 kV FOZ DO CHAPECO /GUARITA | 76.12 | 230 | 2016-10-01 | 1941-06-01 | 0.65257 | IPCA
| TL 230 kV FOZ DO CHAPECO /XANXERE ESU C-2 RS/SC | 77.6 | 230 | 2010-10-01 | 1941-06-01 | 0.9714 | IPCA
| TL 230 kV FOZ DO CHAPECO /XANXERE ESU C-1 RS/SC | 77.6 | 230 | 2010-10-01 | 1941-06-01 | 0.9714 | IPCA
| TL 230 kV MONTE CLARO /GARIBALDI 1 C-1 RS | 32.7 | 230 | 2013-09-01 | 1940-10-01 | 2.274 | IPCA
| TL 230 kV PRE.MEDICI /SANTA CRUZ 1 C-1 RS | 237.4 | 230 | 2010-01-01 | 1938-03-01 | 5.3914 | IPCA
| TL 500 kV ABDON BATISTA /C.NOVOS C-1 SC | 35 | 525 | 2006-09-01 | 1935-03-01 | 8.9601 | IGPM
| TL 500 kV BIGUACU /ABDON BATISTA C-1 SC | 234.8 | 525 | 2006-09-01 | 1935-03-01 | 51.2236 | IGPM
| TL 500 kV BIGUACU /BLUMENAU C-1 SC | 88 | 525 | 2006-09-01 | 1935-03-01 | 19.7281 | IGPM
| TL 500 kV CASCAVEL OEST /IVAIPORA C-1 PR | 203.4 | 525 | 2005-10-01 | 1934-02-01 | 41.0806 | IGPM
| TL 500 kV IVAIPORA /S.SANTIAGO C-2 PR | 168.5 | 525 | 2005-10-01 | fe/34 | 37.5528 | IGPM
| TL 525 kV C.NOVOS /NOVA STA RITA C-1 SC/RS | 257.43 | 525 | 2009-05-01 | 1936-04-01 | 34.5164 | IGPM
| TL 230 kV PRE.MEDICI /CANDIOTA | 2.8 | 230 | 2015-07-01 | 2042-12-31 | (*) | -
| TL 525 kV Candiota - Melo (Fronteira Uruguai) | 60 | 525 | 2015-07-10 | 1940-12-01 | (*) | -
Amazonas G&T (*) | LT 230 kV CRIST. ROCHA /LECHUGA C-1 AM | 5.435 | 230 | 2013-07-07 | without definition | 0.15776 | -
| LT 230 kV JORGE TEIXEIRA /MAUA III C-2 AM | 13.73 | 230 | 2014-05-28 | without definition | 0.81709 | -
| LT 230 kV JORGE TEIXEIRA /MAUA III C-1 AM | 13.73 | 230 | 2014-05-28 | without definition | 0.81709 | -
| LT 230 kV LECHUGA /MANAUS C-2 AM | 19.699 | 230 | 2015-04-07 | without definition | 0.56954 | -
| LT 230 kV LECHUGA /MANAUS C-1 AM | 19.733 | 230 | 2013-07-07 | without definition | 0.56221 | -
| LT 230 kV PRES FIGUEIREDO /RL (UHE BALBINA / CRIST. ROCHA) C-1 AM | 0.12 | 230 | 1998-09-13 | without definition | 0.0036735 | -
| LT 230 kV UHE BALBINA /CRIST. ROCHA C-1 AM | 154.889 | 230 | 2016-11-06 | without definition | 4.4403 | -
| LT 230 kV UHE BALBINA /LECHUGA C-1 AM | 159.285 | 230 | 2014-08-24 | without definition | 4.6406 | -
| LT 230 kV BALBINA - BALBINA C-1 AM | 0.59 | 230 | 1989-02-01 | 2027-03-01 | (*) | -
| LT 230 kV BALBINA - BALBINA C-2 AM | 0.635 | 230 | 1989-04-01 | 2027-03-01 | (*) | -
| LT 230 kV BALBINA - BALBINA C-3 AM | 0.635 | 230 | 1989-04-01 | 2027-03-01 | (*) | -
| LT 230 kV BALBINA - BALBINA C-4 AM | 0.68 | 230 | 1989-09-01 | 2027-03-01 | (*) | -
| LT 230 kV BALBINA - BALBINA C-5 AM | 0.68 | 230 | 1989-07-01 | 2027-03-01 | (*) | -
(1) AAR cycle 2018/2019 established by ReH 2,408 / 2018 is priced at 06/01/2018, effective as of July 1, 2018. It includes the new AAR Additional of 3Q18 and 4Q18.
(2) Additional AAR in the 2018/2019 cycle of enterprises (auctions) and authorized reinforcements. The new AAR (R$) in 3Q18 includes the additional AAR after the Annual Tariff Adjustment - 2018/2019 cycle.
(3) Considering the enterprise associated with TL Mascarenhas Linhares (CC 006/2010), the NOS issued the TLDs 107/8/2018, 108/8/2018, 109/8/2018 and 110/8/2018 recognizing the test phase operation on 07/17/2018 and commercial operation on 08/14/2018, and Furnas started to receive the revenue.
(4) These transmission assets are not part of the core network. They are connecting branches of the generation enterprises. The concession contracts are the same as those of the plants: a) Manso-Nobres: CT 010.2000; B) Batalha-Paracatu: CT 002.2006; C) Simplício-Rocha León 1 and 2: CT 003.2006.
(5) The 230kV TL is in the concession contract of HPU Manso, not having, for this reason, its own AAR. As it belongs to a generation contract, Furnas has only 70% of the line.
(6) TL 230 kV MANSO / NOBRES does not belong to the Basic Network.
(7) TL 138kV was built to supply the residential village, at the time of HPU implementation. However, the population once supplied still needed to be served. Unsuccessfully, an attempt to transfer this TL to Cemat was done. Furnas maintains this TL but there is no associated revenue.
(*) Enterprises in operation which do not have right to AAR.
III.3.2 Transmission Lines – Enterprises renewed under terms of 12,783 law
Eletrobras Companies | From-To | Extension (km) | Tension (kV) | Beginning of Operation | End of Concession | AAR on 06.30.2019 (R$ Million)(1) | Readjustment Index
Eletronorte | TL 138 kV C. MAGALHAES /RONDONOPOLIS - Cemat C-1 MT | 176 | 138 | 1981-04-01 | 2042-12-01 | 1.7526 | 1.029%
| TL 138 kV COXIPÓ /SÃO TADEU C-1 MT | 44.17 | 138 | 2010-01-01 | 2042-12-01 | 1.851 | 1.029%
| TL 138 kV SÃO TADEU /JACIARA C-1 MT | 77.92 | 138 | 2015-01-05 | 2042-12-01 | - | -
| TL 138 kV JACIARA /RONDONÓPOLIS - Cemat C-1 MT | 0 | 138 | 2009-05-17 | 2042-12-01 | - | -
| TL 138 kV JACIARA /COMPLEXO DO PRATA C-1 MT | 5.371 | 138 | 2017-07-18 | 2042-12-01 | - | -
| TL 138 kV COMPLEXO DO PRATA RONDONÓPOLIS - Cemat C-1 MT | 65.995 | 138 | 2017-07-18 | 2042-12-01 | - | -
| TL 138 kV TUCURUI VILA /CAMETA C-1 PA | 214.21 | 138 | 1998-08-01 | 2042-12-01 | 10.1327 | 1.004%
| TL 230 kV ABUNA /PORTO VELHO C-1 RO | 188 | 230 | 2002-05-01 | 2042-12-01 | 2.6877 | 1.029%
| TL 230 kV ABUNA /RIO BRANCO 1 C-1 RO/AC | 302 | 230 | 2002-11-01 | 2042-12-01 | 4.3246 | 1.029%
| TL 230 kV ATLAMIRA /TRANSAMAZONIC C-1 PA | 184.62 | 230 | 1988-10-01 | 2042-12-01 | 12.8547 | 1.004%
| TL 230 kV ARIQUEMES /JARU C-1 RO | 83.82 | 230 | 1994-09-01 | 2042-12-01 | 1.1498 | 1.029%
| TL 230 kV BARRA PEIXE /RONDONOPOLIS C-2 MT | 216.79 | 230 | 2008-03-01 | 2042-12-01 | 14.8901 | 1.004%
| TL 230 kV BARRA PEIXE /RONDONOPOLIS C-1 MT | 217 | 230 | 1997-10-01 | 2042-12-01 | 14.513 | 1.03%
| TL 230 kV CARAJAS /INTEGRADORA C-3 PA | 85.35 | 230 | 2013-08-01 | 2042-12-01 | 0.59331 | 1.029%
| TL 230 kV CARAJAS /INTEGRADORA C-2 PA | 85.35 | 230 | 2013-08-01 | 2042-12-01 | 0.59331 | 1.029%
| TL 230 kV CARAJAS /MARABA C-1 PA | 145 | 230 | 2004-10-01 | 2042-12-01 | 2.0944 | 1.029%
| TL 230 kV CASTANHAL /SANTA MARIA C-2 PA | 25.04 | 230 | 1994-12-01 | 2042-12-01 | 2.1781 | 1.004%
| TL 230 kV COELHO NETO /TERESINA C-1 MA/PI | 127.1 | 230 | 2006-09-01 | 2042-12-01 | 1.8442 | 1.029%
| TL 230 kV COXIPO /NOBRES C-1 MT | 112.41 | 230 | 1996-09-01 | 2042-12-01 | 8.1255 | 1.005%
| TL 230 kV GUAMA /UTINGA C-2 PA | 19.4 | 230 | 1981-12-01 | 2042-12-01 | 1.136 | 1.004%
| TL 230 kV GUAMA /UTINGA C-1 PA | 19.4 | 230 | 1981-12-01 | 2042-12-01 | 1.136 | 1.004%
| TL 230 kV IMPERATRIZ /PORTO FRANCO C-1 MA | 110.1 | 230 | 1994-10-01 | 2042-12-01 | 7.5642 | 1.004%
| TL 230 kV JARU /JI-PARANA C-1 RO | 80.69 | 230 | 1994-09-01 | 2042-12-01 | 1.1954 | 1.029%
| TL 230 kV JAURU /VARZEA GRANDE C-2 MT | 336.89 | 230 | 2003-06-01 | 2042-12-01 | 4.2376 | 1.029%
| TL 230 kV JAURU /VARZEA GRANDE C-1 MT | 336.89 | 230 | 2003-06-01 | 2042-12-01 | 3.856 | 1.029%
| TL 230 kV JI-PARANA /PIMENTA BUENO C-1 RO | 117.8 | 230 | 2008-06-01 | 2042-12-01 | 1.6841 | 1.029%
| TL 230 kV MIRANDA II /PERITORO C-1 MA | 94.2 | 230 | 2002-12-01 | 2042-12-01 | 1.3581 | 1.029%
| TL 230 kV NOBRES /NOVA MUTUM C-1 MT | 104.57 | 230 | 1996-09-01 | 2042-12-01 | 7.1823 | 1.004%
| TL 230 kV NOVA MUTUM /LUCAS DO RIO VERDE C-1 MT | 93.8 | 230 | 2012-11-02 | 2042-12-01 | 6.3739 | 1.002%
| TL 230 kV LUCAS DO RIO VERDE /SORRISO C-1 MT | 52.5 | 230 | 2012-11-02 | 2042-12-01 | 3.5853 | 1.007%
| TL 230 kV P.DUTRA /PERITORO C-1 MA | 115 | 230 | 2003-03-01 | 2042-12-01 | 1.5083 | 1.029%
| TL 230 kV PERITORO /COELHO NETO C-1 MA | 223 | 230 | 2006-07-01 | 2042-12-01 | 3.1881 | 1.029%
| TL 230 kV PIMENTA BUENO /VILHENA C-1 RO | 160.2 | 230 | 2008-10-01 | 2042-12-01 | 2.2917 | 1.029%
| TL 230 kV RONDONOPOLIS /COXIPO C-2 MT | 187.8 | 230 | 1984-07-01 | 2042-12-01 | 12.8921 | 1.004%
| TL 230 kV RONDONOPOLIS /COXIPO C-1 MT | 187.8 | 230 | 1988-09-01 | 2042-12-01 | 7.5689 | 0.5893%
| TL 230 kV SAMUEL /ARIQUEMES C-1 RO | 151.6 | 230 | 1994-08-01 | 2042-12-01 | 2.1663 | 1.029%
| TL 230 kV SAMUEL /PORTO VELHO C-2 RO | 40.55 | 230 | 1989-07-01 | 2042-12-01 | 0.46265 | 1.029%
| TL 230 kV SAMUEL /PORTO VELHO C-1 RO | 40.55 | 230 | 1989-07-01 | 2042-12-01 | 0.46265 | 1.029%
| TL 230 kV SAO LUIS II /MIRANDA II C-1 MA | 105.3 | 230 | 2002-11-01 | 2042-12-01 | 1.5235 | 1.029%
| TL 230 kV SAO LUIS II /SAO LUIS I C-2 MA | 19 | 230 | 1988-09-01 | 2042-12-01 | 1.4355 | 1.004%
| TL 230 kV SAO LUIS II /SAO LUIS I C-1 MA | 18.6 | 230 | 1983-01-01 | 2042-12-01 | 1.4053 | 1.004%
| TL 230 kV SINOP /SORRISO C-1 MT | 74.78 | 230 | 1996-09-01 | 2042-12-01 | 0.058038 | 1.004%
| TL 230 kV TRANSAMAZONIC /RUROPOLIS C-1 PA | 145.4 | 230 | 1988-10-01 | 2042-12-01 | 9.8408 | 1.004%
| TL 230 kV TUCURUI /ATLAMIRA C-1 PA | 317.6 | 230 | 1998-06-01 | 2042-12-01 | 22.4175 | 1.004%
| TL 230 kV UTINGA /CASTANHAL C-1 PA | 69.27 | 230 | 1994-12-01 | 2042-12-01 | 4.3424 | 1.004%
| TL 230 kV UTINGA /MIRAMAR C-2 PA | 15.7 | 230 | 2015-08-01 | 2042-12-01 | 0.58508 | 1.005%
| TL 230 kV UTINGA /MIRAMAR C-1 PA | 15.7 | 230 | 2015-08-01 | 2042-12-01 | 0.58508 | 1.005%
| TL 230 kV VARZEA GRANDE /COXIPO C-2 MT | 28.8 | 230 | 2003-06-01 | 2042-12-01 | 0.4823 | 1.029%
| TL 230 kV VARZEA GRANDE /COXIPO C-1 MT | 28.8 | 230 | 2003-06-01 | 2042-12-01 | 0.25932 | 1.029%
| TL 230 kV VILA DO CONDE /GUAMA C-2 PA | 49.3 | 230 | 1982-12-01 | 2042-12-01 | 1.5605 | 0.5893%
| TL 230 kV VILA DO CONDE /GUAMA C-1 PA | 49.3 | 230 | 1981-04-01 | 2042-12-01 | 1.5605 | 0.5893%
| TL 230 kV XINGU /RL (TUCURUI / ATLAMIRA) C-1 PA | 0.517 | 230 | 2014-10-01 | 2042-12-01 | 0.0064952 | 1.029%
| TL 500 kV COLINAS /MIRACEMA C-1 TO | 173.97 | 500 | 1999-03-01 | 2042-12-01 | 29.1688 | 1.004%
| TL 500 kV IMPERATRIZ /COLINAS C-1 MA/TO | 342.6 | 500 | 1999-03-01 | 2042-12-01 | 57.4373 | 1.004%
| TL 500 kV IMPERATRIZ /MARABA C-2 MA/PA | 181.82 | 500 | 1988-03-01 | 2042-12-01 | 30.5235 | 1.004%
| TL 500 kV IMPERATRIZ /MARABA C-1 MA/PA | 181.09 | 500 | 1981-04-01 | 2042-12-01 | 17.9438 | 0.5893%
| TL 500 kV IMPERATRIZ /P.DUTRA C-2 MA | 385.3 | 500 | 2000-01-01 | 2042-12-01 | 64.6063 | 1.004%
| TL 500 kV IMPERATRIZ /P.DUTRA C-1 MA | 386.6 | 500 | 1982-10-01 | 2042-12-01 | 64.6063 | 1.004%
| TL 500 kV MARABA /TUCURUI C-2 PA | 221.7 | 500 | 1988-02-01 | 2042-12-01 | 37.2196 | 1.004%
| TL 500 kV MARABA /TUCURUI C-1 PA | 222.14 | 500 | 1981-10-01 | 2042-12-01 | 37.2196 | 1.004%
| TL 500 kV MIRANDA II /P.DUTRA C-2 MA | 195.8 | 500 | 1986-03-01 | 2042-12-01 | 32.9779 | 1.004%
| TL 500 kV MIRANDA II /S.ANTONIO DOS LOPES C-1 MA | 142.6 | 500 | 2012-12-16 | 2042-12-01 | 23.8854 | 1.004%
| TL 500 kV S.ANTONIO DOS LOPES /P. DUTRA C-1 MA | 52.9 | 500 | 2012-12-16 | 2042-12-01 | 8.8343 | 1.004%
| TL 500 kV P.DUTRA /B. ESPERANCA C-1 MA | 205.39 | 500 | 2000-01-01 | 2042-12-01 | 34.3326 | 1.004%
| TL 500 kV SAO LUIS II /MIRANDA II C-2 MA | 106.8 | 500 | 1986-03-01 | 2042-12-01 | 17.7011 | 1.004%
| TL 500 kV SAO LUIS II /MIRANDA II C-1 MA | 106.8 | 500 | 1984-07-01 | 2042-12-01 | 17.6877 | 1.004%
| TL 500 kV TUCURUI /VILA DO CONDE C-1 PA | 327.1 | 500 | 1981-12-01 | 2042-12-01 | 54.7699 | 1.004%
| TL 69 kV TUCURUI /TUCURUI VILA C-2 PA | 2.3 | 69 | 1997-07-01 | 2042-12-01 | 0.1213 | 1.004%
| BOA VISTA- SANTA ELENA (1) | 190.2 | 230 | 2001-06-01 | 2042-12-01 | - | -
| COARACY NUNES - SANTANA - C1 (1) | 0 | 138 | 1975-10-01 | 2042-12-01 | - | -
| COARACY NUNES - SANTANA - C2 (1) | 0 | 138 | 2005-02-01 | 2042-12-01 | - | -
| COARACY NUNES - TARTARUGALZINHO (1) | 0 | 138 | 2000-06-01 | 2042-12-01 | - | -
| EQUATORIAL - SANTA RITA (1) | 0 | 69 | 2008-09-01 | 2042-12-01 | - | -
| SANTANA – EQUATORIAL (1) | 0 | 69 | 2000-08-01 | 2042-12-01 | - | -
| SANTANA - MACAPÁ II (1) | 0 | 69 | 1996-11-29 | 2042-12-01 | - | -
| SANTANA – PORTUÁRIA (1) | 0 | 138 | 1996-04-01 | 2042-12-01 | - | -
| SANTANA - SANTA RITA (1) | 0 | 69 | 2007-12-01 | 2042-12-01 | - | -
| TARTARUGALZINHO – AMAPÁ (1) | 0 | 69 | 2002-02-01 | 2042-12-01 | - | -
| TARTARUGALZINHO – CALÇOENE (1) | 0 | 69 | 2001-12-01 | 2042-12-01 | - | -
| TL 69 kV TUCURUI (Usina) - TUCURUI (SE) (1) | 1.4 | 69 | 1980-01-01 | 2042-12-01 | - | -
| TL 69 kV TUCURUI (Usina) - TUCURUI (SE) (1) | 1.4 | 69 | 1985-12-01 | 2042-12-01 | - | -
| São Luiz II - UTE São Luiz (1) | 0.05 | 230 | 1982-01-01 | 2042-12-01 | - | -
| Samuel (Usina) - Samuel (SE) (1) | 2.85 | 230 | 1989-07-01 | 2029-09-01 | - | -
| TL 138 kV CURUÁ-UNA- TAPAJÓS - CELPA (1) | 68.8 | 138 | 2006-01-01 | 2028-07-01 | - | -
| TL 500 kV Tucuruí (Usina) - Tucuruí (Se) (1) | 10.71 | 500 | Nov/84 to May/05 | 2024-07-01 | - | -
Chesf | Abaixadora-Moxotó, C1 | 5.3 | 69 | 1970-10-01 | 2042-12-01 | 0.053646 | -
| Abaixadora-Mulungu, C1 | 6.5 | 69 | 1975-05-01 | 2042-12-01 | 0.065792 | -
| Abaixadora-Zebu, C1 | 5.4 | 69 | 1972-10-01 | 2042-12-01 | 0.054658 | -
| Angelim II-Pau Ferro, C1 | 219.4 | 500 | 1977-08-01 | 2042-12-01 | 17.5149 | -
| Angelim II-Recife II, C2 | 170.7 | 500 | 1980-03-01 | 2042-12-01 | 18.8248 | -
| Angelim-Messias, C1 | 78.9 | 230 | 1977-04-01 | 2042-12-01 | 2.7417 | -
| Angelim-Messias, C2 | 78.5 | 230 | 1976-10-01 | 2042-12-01 | 2.7278 | -
| Angelim-Messias, C3 | 79.1 | 230 | 1986-08-01 | 2042-12-01 | 6.3968 | -
| Angelim-Recife II, C2 | 171.7 | 230 | 1961-01-01 | 2042-12-01 | 1.9353 | -
| Angelim-Recife II, C3 | 171.7 | 230 | 1967-01-01 | 2042-12-01 | 1.9353 | -
| Angelim-Ribeirao, C1 | 115.7 | 230 | 1953-01-01 | 2042-12-01 | 4.8996 | -
| Angelim-Tacaimbó, C1 | 63.9 | 230 | 1963-03-01 | 2042-12-01 | 0.91252 | -
| Angelim-Tacaimbó, C2 | 64.1 | 230 | 1973-03-01 | 2042-12-01 | 0.91538 | -
| Angelim-Tacaimbó, C3 | 65.7 | 230 | 1998-06-01 | 2042-12-01 | 5.3131 | -
| Aquiraz II-Banabuiu, C1 | 181.8 | 230 | 1978-08-01 | 2042-12-01 | 5.6665 | -
| Aquiraz II-Fortaleza, C1 | 30.1 | 230 | 1978-08-01 | 2042-12-01 | 0.44918 | -
| Arapiraca III-Penedo, C1 | 89.6 | 230 | 1998-01-01 | 2042-12-01 | 2.8467 | -
| Banabuiu-Fortaleza, C1 | 177.2 | 230 | 1965-10-01 | 2042-12-01 | 2.5897 | -
| Banabuiu-Fortaleza, C2 | 176 | 230 | 1978-07-01 | 2042-12-01 | 6.202 | -
| Banabuiu-Mossoró II, C1 | 177.2 | 230 | 2003-07-01 | 2042-12-01 | 17.8552 | -
| Banabuiu-Russas II, C1 | 110.4 | 230 | 1971-05-01 | 2042-12-01 | 1.5766 | -
| Banabuiu-Mossoró II, C2 | 177.2 | 230 | 2016-04-01 | 2042-12-01 | 2.8927 | -
| Jardim-Cia. Vale do Rio Doce, C1 | 0.8 | 230 | 2007-02-01 | 2042-12-01 | - | -
| Libra-Libra, C1 | 1.5 | 230 | 1991-12-01 | 2042-12-01 | - | -
| Boa Esperança-Teresina, C1 | 198 | 230 | 1970-03-01 | 2042-12-01 | 2.8275 | -
| Boa Esperança-Teresina, C2 | 198 | 230 | 1981-12-01 | 2042-12-01 | 16.0121 | -
| Bom Jesus da Lapa-Barreiras, C1 | 233.5 | 230 | 1990-12-01 | 2042-12-01 | 17.7508 | -
| Bom Nome-Milagres, C1 | 83.7 | 230 | 1961-09-01 | 2042-12-01 | 1.1953 | -
| Bom Nome-Milagres, C2 | 84.1 | 230 | 1974-12-01 | 2042-12-01 | 1.201 | -
| Bom Nome-Milagres, C3 | 83.9 | 230 | 1979-09-01 | 2042-12-01 | 3.6936 | -
| Bongi-Açonorte, C1 | 6 | 230 | 1976-08-01 | 2042-12-01 | 0.31698 | -
| Brotas de Macaúbas-Bom Jesus da Lapa, C1 | 204.6 | 230 | 1981-09-01 | 2042-12-01 | 24.5983 | -
| Brotas de Macaúbas-Irecê, C1 | 135.4 | 230 | 1981-09-01 | 2042-12-01 | 10.0291 | -
| Camaçari II-C.Metais, C1 | 3.2 | 230 |  |  | 0 | -
| Camacari II-Camacari II, C2 | 1.4 | 69 | 1960-06-01 | 2042-12-01 | 0.015261 | -
| Camaçari II-Cotegipe, C2 | 23.5 | 230 | 1976-10-01 | 2042-12-01 | 1.138 | -
| Camaçari II-CQR, C1 | 7.2 | 230 |  |  | 0 | -
| Camaçari II-Governador Mangabeira, C1 | 83.7 | 230 | 1982-09-01 | 2042-12-01 | 5.3426 | -
| Camaçari II-Governador Mangabeira, C2 | 83.7 | 230 | 1982-09-01 | 2042-12-01 | 5.4002 | -
| Camaçari II-Matatu, C1 | 47 | 230 | 1953-08-01 | 2042-12-01 | 0.67118 | -
| Camaçari II-Pituaçu, C2 | 39.2 | 230 | 2002-01-01 | 2042-12-01 | 2.5021 | -
| LT 230 kV CAMACARI II /BRAS.C.SODA C-1 BA | 7.2 | 230 | 1992-05-01 | 1942-12-01 | 0.69871 | -
| LT 230 kV CAMACARI II /BRASKEM C-2 BA |  |  |  |  | 0.31698 | -
| LT 230 kV CAMACARI II /BRASKEM C-1 BA |  |  |  |  | 0.58226 | -
| LT 230 kV CAMACARI II /CARAIBAS C-1 BA | 3.2 | 230 | 1982-02-01 | 1942-12-01 | 0.33642 | -
| Camaçari IV-Camaçari II, C1 | 0.3 | 500 | 2012-11-01 | 2042-12-01 | 0.1963 | -
| Camaçari IV-Cotegipe, C1 | 22.9 | 230 | 1970-06-01 | 2042-12-01 | 1.3468 | -
| Camaçari IV-Jacaracanga, C1 | 19.2 | 230 | 1977-07-01 | 2042-12-01 | 1.5362 | -
| Camaçari IV-Jacaracanga, C2 | 19.2 | 230 | 1977-03-01 | 2042-12-01 | 1.5362 | -
| Camaçari IV-Pituaçu, C1 | 39.2 | 230 | 1984-10-01 | 2042-12-01 | 3.2832 | -
| Campina Grande II-Campina Grande III, C1 | 10.6 | 230 | 1999-10-01 | 2042-12-01 | 0.15893 | -
| Campina Grande II-Campina Grande III, C2 | 10.6 | 230 | 2002-10-01 | 2042-12-01 | 0.31932 | -
| Campina Grande III-Extremoz II, C1 | 191.4 | 230 | 1999-10-01 | 2042-12-01 | 10.8896 | -
| Campina Grande III-Natal III, C1 | 175.8 | 230 | 2002-10-01 | 2042-12-01 | 10.8569 | -
| Campina Grande II-Pilões II, C1 | 79.3 | 138 | 1968-01-01 | 2042-12-01 | 1.4802 | -
| Campina Grande-Coteminas, C1 | 2.5 | 230 | 1999-10-01 | 2042-12-01 | 0.1566 | -
| Campo Formoso-Ourolândia, C1 | 103.6 | 230 |  |  | 0 | -
| Catu-Camaçari IV, C1 | 25 | 230 | 1970-06-01 | 2042-12-01 | 0.46298 | -
| Catu-Camaçari IV, C2 | 25 | 230 | 1953-08-01 | 2042-12-01 | 0.46298 | -
| Catu-Governador Mangabeira, C1 | 77.2 | 230 | 1967-08-01 | 2042-12-01 | 1.1215 | -
| Cauípe-Fortaleza II, C1 | 58.2 | 230 | 1973-11-01 | 2042-12-01 | 4.6904 | -
| Cícero Dantas-Catu, C1 | 200.7 | 230 | 1968-03-01 | 2042-12-01 | 2.8813 | -
| Cícero Dantas-Catu, C2 | 201.3 | 230 | 1972-04-01 | 2042-12-01 | 2.9158 | -
| Cotegipe-Catu, C1 | 48.7 | 69 | 1960-06-01 | 2042-12-01 | 0.40228 | -
| Cotegipe-Catu, C2 | 48.7 | 69 | 1960-06-01 | 2042-12-01 | 0.40228 | -
| Cotegipe-Jacaracanga, C1 | 15.2 | 230 | 1971-12-01 | 2042-12-01 | 0.31441 | -
| Cotegipe-Matatu, C1 | 30 | 230 | 1977-05-01 | 2042-12-01 | 1.4528 | -
| Currais Novos II-Santana Do Matos II, C1 | 38.8 | 138 | 1967-12-01 | 2042-12-01 | 0.38159 | -
| Floresta II-Bom Nome, C1 | 92.2 | 230 |  |  | 0 | -
| Fortaleza II-Cauípe, C1 | 58 | 230 | 2003-11-01 | 2042-12-01 | 0.68531 | -
| Fortaleza II-Cauípe, C2 | 58 | 230 | 2003-11-01 | 2042-12-01 | 0.65375 | -
| Fortaleza II-Delmiro Gouveia, C1 | 7.1 | 230 | 1989-06-01 | 2042-12-01 | 0.54383 | -
| Fortaleza II-Delmiro Gouveia, C2 | 7.1 | 230 | 1989-06-01 | 2042-12-01 | 0.54383 | -
| Fortaleza II-Fortaleza, C1 | 0.3 | 230 | 2000-02-01 | 2042-12-01 | 0.0055694 | -
| Fortaleza II-Fortaleza, C2 | 0.3 | 230 | 2000-02-01 | 2042-12-01 | 0.0055694 | -
| Fortaleza II-Fortaleza, C3 | 0.3 | 230 | 2005-10-01 | 2042-12-01 | 0.0055694 | -
| Fortaleza II-Pici II, C1 | 27.5 | 230 | 2009-05-01 | 2042-12-01 | 1.9309 | -
| Fortaleza II-Pici II, C2 | 27.5 | 230 | 2009-05-01 | 2042-12-01 | 1.9309 | -
| Funil-Itapebi, C1 | 198.1 | 230 | 1990-07-01 | 2042-12-01 | 12.6448 | -
| Funil-Itapebi, C2 | 198.1 | 230 | 1990-07-01 | 2042-12-01 | 12.6448 | -
| Garanhuns II-Angelim II, C1 | 13.2 | 500 | 1977-02-01 | 2042-12-01 | 1.7813 | -
| Garanhuns II-Angelim, C1 | 12.3 | 230 | 1961-01-01 | 2042-12-01 | 0.16907 | -
| Garanhuns II-Angelim, C2 | 11.6 | 230 | 1973-12-01 | 2042-12-01 | 0.16907 | -
| LT 230 kV GARANHUNS II /ANGELIM C-3 PE |  |  |  |  | 0.26921 | -
| Governador Mangabeira-Sapeaçu, C2 | 22.5 | 230 | 1968-12-01 | 2042-12-01 | 0.36915 | -
| Governador Mangabeira-Sapeaçu, C3 | 22.6 | 230 | 1984-02-01 | 2042-12-01 | 1.5798 | -
| Ibiapina II-Piripiri, C1 | 86 | 230 | 1973-08-01 | 2042-12-01 | 1.0847 | -
| Ibiapina II-Sobral II, C1 | 103 | 230 | 1973-08-01 | 2042-12-01 | 1.3059 | -
| Icó-Banabuiu, C1 | 124.7 | 230 | 1977-12-01 | 2042-12-01 | 4.0002 | -
| Itabaiana-Itabaianinha, C1 | 76.8 | 230 | 1953-08-01 | 2042-12-01 | 1.5042 | -
| Itabaiana-Jardim, C1 | 44 | 230 | 1979-08-01 | 2042-12-01 | 1.5289 | -
| Itabaiana-Jardim, C2 | 44 | 230 | 1979-08-01 | 2042-12-01 | 1.5289 | -
| Itabaianinha-Catu, C1 | 143.9 | 230 | 1953-08-01 | 2042-12-01 | 2.1124 | -
| Itapebi-Eunapolis, C1 | 47 | 230 | 1990-07-01 | 2042-12-01 | 3 | -
| Itapebi-Eunapolis, C2 | 47 | 230 | 1990-07-01 | 2042-12-01 | 3 | -
| Jaboatão II-Pirapama II, C1 | 34 | 230 | 1980-06-01 | 1999-12-31 | 0.73006 | -
| Jaboatão-Recife II, C1 | 3.1 | 69 | 1965-01-01 | 2042-12-01 | 0.033993 | -
| Jacaracanga-Dow Química, C1 | 7.9 | 230 | 1977-07-01 | 2042-12-01 | 0.41735 | -
| Jacaracanga-Dow Química, C2 | 7.8 | 230 | 1977-03-01 | 2042-12-01 | 0.41207 | -
| Jacararacanga-Alunordeste, C1 | 1.8 | 230 | 1983-05-01 | 2042-12-01 | 0.18137 | -
| Jaguarari-Senhor do Bonfim, C1 | 80.7 | 230 | 1980-01-01 | 2042-12-01 | 3.2661 | -
| Jardim-Camaçari IV, C1 | 249.6 | 500 | 2000-05-01 | 2042-12-01 | 49.0744 | -
| Joairam-Bongi, C1 | 6.3 | 230 | 1953-01-01 | 2042-12-01 | 0.10796 | -
| Joairam-Bongi, C2 | 6.4 | 230 | 1967-01-01 | 2042-12-01 | 0.086566 | -
| Joairam-Bongi, C3 | 6.4 | 230 | 1961-01-01 | 2042-12-01 | 0.086566 | -
| Juazeiro II-Jaguarari, C1 | 88 | 230 | 1980-01-01 | 2042-12-01 | 2.7739 | -
| Juazeiro II-Senhor do Bonfim, C2 | 148.6 | 230 | 1981-04-01 | 2042-12-01 | 5.1636 | -
| Juazeiro III-Sobradinho, C1 | 37.6 | 500 | 0 | 1999-12-31 | 4.5134 | -
| Luiz Gonzaga-Garanhuns II, C1 | 238.7 | 500 | 1977-02-01 | 2042-12-01 | 25.6256 | -
| Luiz Gonzaga-Juazeiro III, C1 | 253.1 | 500 | 0 | 1999-12-31 | 26.7149 | -
| Luiz Gonzaga-Milagres, C1 | 230.8 | 500 | 2002-02-01 | 2042-12-01 | 45.5596 | -
| Luiz Gonzaga-Olindina, C1 | 248.6 | 500 | 1976-05-01 | 2042-12-01 | 26.7149 | -
| M.Reduzido-M.Reduzido, C1 | 0.5 | 69 | 1973-04-01 | 2042-12-01 | 0.0054827 | -
| Matatu-Pituaçu, C1 | 7.5 | 69 | 1960-06-01 | 2042-12-01 | 0.18124 | -
| Matatu-Pituaçu, C2 | 7.4 | 69 | 1960-06-01 | 2042-12-01 | 0.060453 | -
| Messias-Maceió, C1 | 25.9 | 230 | 1996-11-01 | 2042-12-01 | 1.8185 | -
| Messias-Maceió, C2 | 25.9 | 230 | 1996-11-01 | 2042-12-01 | 1.8185 | -
| Messias-Rio Largo, C1 | 11.9 | 230 | 1986-08-01 | 2042-12-01 | 1.1548 | -
| Messias-Rio Largo, C2 | 11.6 | 230 | 1976-10-01 | 2042-12-01 | 0.4837 | -
| Messias-Rio Largo, C3 | 11.6 | 230 | 1977-04-01 | 2042-12-01 | 0.4837 | -
| Messias-Suape II, C1 | 176.6 | 500 | 1998-12-01 | 2042-12-01 | 31.461 | -
| Milagres-Banabuiu, C1 | 225.9 | 230 | 1965-02-01 | 2042-12-01 | 3.2334 | -
| Milagres-Banabuiu, C3 | 225.1 | 230 | 1977-12-01 | 2042-12-01 | 7.8293 | -
| Milagres-Coremas, C1 | 119.4 | 230 | 1986-11-01 | 2042-12-01 | 9.6558 | -
| Milagres-Ico, C1 | 103.4 | 230 | 1977-12-01 | 2042-12-01 | 4.0002 | -
| Milagres-Quixada, C1 | 268 | 500 | 2003-09-01 | 2042-12-01 | 52.9029 | -
| Mirueira II-Goianinha, C1 | 50.1 | 230 | 1989-12-01 | 2042-12-01 | 4.0516 | -
| Mirueira II-Pau Ferro, C1 | 23.1 | 230 | 1999-10-21 | 2042-12-01 | 1.0177
| Pirapama II-Recife II, C1 | 21.3 | 69 | 1965-01-01 | 2042-12-01
| Sobral II-CCCP, C1 | 2.9 | 230 | 2001-06-24 | 2042-12-01 | - | -
| Mossoro II-Açu II, C1 | 71.3 | 230 | 1987-07-01 | 2042-12-01 | 5.766 | -
| Natal III-Extremoz II, C1 | 17 | 230 | 2014-02-01 | 2042-12-01 | 0.12773 | -
| Natal III-Natal II, C1 | 11.6 | 230 | 1999-10-01 | 2042-12-01 | 0.95796 | -
| Natal III-Natal II, C2 | 11.6 | 230 | 2002-10-01 | 2042-12-01 | 0.95796 | -
| Olindina-Camaçari II, C1 | 147.2 | 500 | 1976-10-01 | 2042-12-01 | 15.8183 | -
| Olindina-Camaçari II, C2 | 146.9 | 500 | 1978-09-01 | 2042-12-01 | 15.7861 | -
| Olindina-Olindina, 230 Kv ,C1 | 0.2 | 230 | 1980-05-01 | 2042-12-01 | 0.011446 | -
| Olindina-Olindina, C2 | 0.2 | 230 | 1980-05-01 | 2042-12-01 | 0.011446 | -
| Ourolândia-Irecê, C1 | 86.9 | 230 |  |  | 0 | -
| Paraiso-Natal II, C1 | 96.2 | 230 | 1979-05-01 | 2042-12-01 | 3.3428 | -
| Paraiso-Natal II, C2 | 97.2 | 230 | 1979-04-01 | 2042-12-01 | 3.3775 | -
| Paraíso-Santa Cruz II, C1 | 8.7 | 138 | 1968-01-01 | 2042-12-01 | 0.22721 | -
| Pau Ferro-Campina Grande II, C2 | 125.9 | 230 | 1999-10-01 | 2042-12-01 | 1.4191 | -
| Pau Ferro-Coteminas, C1 | 123.9 | 230 | 1999-10-01 | 2042-12-01 | 7.9767 | -
| Paulo Afonso III-Angelim, C1 | 221.3 | 230 | 1953-01-01 | 2042-12-01 | 3.1603 | -
| Paulo Afonso III-Bom Nome, C3 | 170.8 | 230 | 1978-11-01 | 2042-12-01 | 7.5521 | -
| Paulo Afonso III-Cícero Dantas, C1 | 134.2 | 230 | 1968-03-01 | 2042-12-01 | 5.0095 | -
| Paulo Afonso III-Cícero Dantas, C2 | 133.8 | 230 | 1972-06-01 | 2042-12-01 | 1.9664 | -
| Paulo Afonso III-Floresta II, C1 | 79 | 230 | 1974-12-01 | 2042-12-01 | 2.4377 | -
| Paulo Afonso III-Garanhuns II, C1 | 209.3 | 230 | 1967-01-01 | 2042-12-01 | 2.3129 | -
| Paulo Afonso III-Garanhuns II, C2 | 209.3 | 230 | 1961-01-01 | 2042-12-01 | 2.3129 | -
| Paulo Afonso III-Garanhuns II, C3 | 214.1 | 230 | 1973-12-01 | 2042-12-01 | 3.4493 | -
| Paulo Afonso III-Itabaiana, C2 | 162.5 | 230 | 1987-04-01 | 2042-12-01 | 10.459 | -
| Paulo Afonso III-Itabaiana, C3 | 162.5 | 230 | 1985-09-01 | 2042-12-01 | 10.4595 | -
| Paulo Afonso IV-Angelim II, C2 | 221.5 | 500 | 1979-07-01 | 2042-12-01 | 23.8027 | -
| LT 230 kV P.AFONSO III /USINA PA-I C-2 AL/BA | 0.6 | 230 | 1955-01-01 | 1942-12-01 | 0.011139 | -
| Paulo Afonso IV-Luiz Gonzaga, C1 | 37.4 | 500 | 1979-10-01 | 2042-12-01 | 4.0191 | -
| Paulo Afonso IV-Olindina, C2 | 212.8 | 500 | 1978-06-01 | 2042-12-01 | 22.8678 | -
| Paulo Afonso IV-Paulo Afonso III, C1 | 1.1 | 230 | 1979-10-01 | 2042-12-01 | 0.062955 | -
| Paulo Afonso IV-Paulo Afonso III, C2 | 1.4 | 230 | 1981-02-01 | 2042-12-01 | 0.080124 | -
| Paulo Afonso IV-Xingo, C1 | 53.8 | 500 | 1993-02-01 | 2042-12-01 | 10.6201 | -
| Pecem II-Fortaleza II, C1 | 73.1 | 500 | 2000-05-01 | 2042-12-01 | 8.6773 | -
| Pituaçu-Cotegipe, C1 | 22.1 | 69 | 1960-06-01 | 2042-12-01 | 0.1655 | -
| Pituaçu-Cotegipe, C2 | 21.9 | 69 | 1960-06-01 | 2042-12-01 | 0.164 | -
| Pituacu-Narandiba, C1 | 3.6 | 230 | 1983-11-01 | 2042-12-01 | 0.052751 | -
| Pituacu-Narandiba, C2 | 3.6 | 230 | 1983-11-01 | 2042-12-01 | 0.29873 | -
| Pituaçu-Pituaçu, C1 | 0.3 | 230 | 1977-01-01 | 2042-12-01 | 0.11446 | -
| Presidente Dutra-Teresina II, C1 | 207.9 | 500 | 2000-05-01 | 2042-12-01 | 41.1558 | -
| Presidente Dutra-Teresina II, C2 | 207.7 | 500 | 2003-04-01 | 2042-12-01 | 7.24 | -
| Quixada-Fortaleza II, C1 | 136.5 | 500 | 2003-09-01 | 2042-12-01 | 26.9557 | -
| Quixere-Mossoro II, C1 | 50.2 | 230 | 1981-04-01 | 1999-12-31 | 2.2039 | -
| Recife II-Goianinha, C1 | 71.4 | 230 | 1972-02-01 | 2042-12-01 | 0.80479 | -
| Recife II-Goianinha, C2 | 71.5 | 230 | 1972-02-01 | 2042-12-01 | 0.80479 | -
| Recife II-Jaboatão II, C1 | 16 | 230 | 1980-06-01 | 2042-12-01 | 0.3249 | -
| Recife II-Joairam, C1 | 7.4 | 230 | 1967-01-01 | 2042-12-01 | 0.12681 | -
| Recife II-Joairam, C2 | 7.4 | 230 | 1967-01-01 | 2042-12-01 | 0.10009 | -
| Recife II-Joairam, C3 | 7.4 | 230 | 1961-01-01 | 2042-12-01 | 0.10009 | -
| Recife II-Mirueira, C1 | 31 | 230 | 1980-06-01 | 2042-12-01 | 1.0976 | -
| Recife II-Mirueira, C2 | 31.5 | 230 | 1980-06-01 | 2042-12-01 | 1.0946 | -
| Recife II-Mirueira, C3 | 31.5 | 230 | 1986-06-01 | 2042-12-01 | 2.5474 | -
| Recife II-Pau Ferro, C1 | 33.2 | 230 | 2004-09-01 | 2042-12-01 | 1.1536 | -
| Recife II-Pau Ferro, C1 | 114.5 | 500 | 1977-08-01 | 2042-12-01 | 0.65681 | -
| Recife II-Pau Ferro, C2 | 33.2 | 230 | 2004-09-01 | 2042-12-01 | 1.1536 | -
| Recife II-Pirapama II, C1 | 27.6 | 230 | 1980-06-01 | 2042-12-01 | 1.055 | -
| Ribeirao-Recife II, C1 | 56.6 | 230 | 1994-09-01 | 2042-12-01 | 6.1738 | -
| Rio Largo II-Arapiraca III, C1 | 124.7 | 230 | 1998-01-01 | 2042-12-01 | 7.076 | -
| Rio Largo-Braskem, C1 | 23.2 | 230 | 1976-06-01 | 2042-12-01 | 1.1235 | -
| Russas II-Quixere, C1 | 25.4 | 230 | 1981-04-01 | 2042-12-01 | 1.1033 | -
| Santa Cruz II-C.Novos II, C1 | 55 | 138 | 1965-10-01 | 2042-12-01 | 0.54092 | -
| Santa Rita II-Mussuré II, C1 | 17 | 230 | 1977-10-01 | 2042-12-01 | 0.20686 | -
| Santana do Matos II-Acu II, C1 | 49.6 | 138 | 1967-12-01 | 2042-12-01 | 0.48781 | -
| Santo Antônio de Jesus-Funil, C2 | 162.6 | 230 | 1984-02-01 | 2042-12-01 | 1.8328 | -
| Santo Antônio de Jesus-Funil, C3 | 162.1 | 230 | 1984-02-01 | 2042-12-01 | 12.3895 | -
| São João do Piauí-Boa Esperanca, C1 | 233.5 | 500 | 1980-12-01 | 2042-12-01 | 25.0923 | -
| São João do Piauí-Eliseu Martins, C1 | 172.9 | 230 | 1998-02-01 | 2042-12-01 | 14.0712 | -
| São João do Piauí-Picos, C1 | 167.8 | 230 | 1985-07-01 | 2042-12-01 | 13.5699 | -
| Sapeaçu-Funil, C1 | 195.7 | 230 | 1968-12-01 | 2042-12-01 | 2.7947 | -
| Sapeaçu-Governador Mangabeira, C1 | 23.5 | 230 | 1984-02-01 | 2042-12-01 | 1.5868 | -
| Sapeaçu-Santo Antônio de Jesus, C2 | 32 | 230 | 1984-02-01 | 2042-12-01 | 0.36069 | -
| Sapeacu-Santo Antônio de Jesus, C3 | 32 | 230 | 1984-02-01 | 2042-12-01 | 2.0426 | -
| LT 230 kV SR.BONFIM II /IRECE C-1 BA (Sr. Bomfim - C. Formoso - Ourolândia - Irecê) | - | 230 | 1981-09-01 | 1942-12-01 | 17.306
| Senhor do Bonfim-Campo Formoso, C1 | 64.7 | 230 |  |  | 0 | -
| Sobradinho-Juazeiro II, C1 | 42.5 | 230 | 1980-01-01 | 2042-12-01 | 1.7002 | -
| Sobradinho-Juazeiro II, C2 | 42.5 | 230 | 1981-04-01 | 2042-12-01 | 1.7002 | -
| Sobradinho-Luiz Gonzaga, C2 | 316 | 500 | 1988-06-01 | 2042-12-01 | 62.378 | -
| Sobradinho-São João do Piauí, C1 | 211 | 500 | 1980-12-01 | 2042-12-01 | 22.6744 | -
| Sobral II-Cauipe, C1 | 177.4 | 230 | 1973-11-01 | 2042-12-01 | 2.6095 | -
| Sobral III-Pecem II, C1 | 176.6 | 500 | 2000-05-01 | 2042-12-01 | 32.9344 | -
| Sobral III-Sobral II, C1 | 13.8 | 230 | 2009-05-01 | 2042-12-01 | 0.18666 | -
| Sobral III-Sobral II, C2 | 13.8 | 230 | 2009-05-01 | 2042-12-01 | 0.18666 | -
| Suape II-Recife II, C1 | 45.4 | 500 | 1998-12-01 | 2042-12-01 | 3.2812 | -
| Tacaimbó-Campina Grande II, C1 | 124.7 | 230 | 1985-06-01 | 2042-12-01 | 10.0844 | -
| Tacaimbó-Campina Grande II, C2 | 124.7 | 230 | 1985-06-01 | 2042-12-01 | 10.0844 | -
| Tacaratu-Bom Nome, C1 | 137.1 | 230 | 1961-10-01 | 1999-12-31 | 1.8688 | -
| Tacaratu-Paulo Afonso III, C1 | 47.4 | 230 | 1961-10-01 | 2042-12-01 | 0.68779 | -
| Teresina II-Sobral III, C1 | 334.2 | 500 | 2000-05-01 | 2042-12-01 | 11.6496 | -
| Teresina II-Teresina, C1 | 25.3 | 230 | 2002-09-01 | 2042-12-01 | 1.7764 | -
| Teresina II-Teresina, C2 | 25.3 | 230 | 2002-09-01 | 2042-12-01 | 1.7764 | -
| Teresina-Piripiri, C1 | 154.7 | 230 | 1971-11-01 | 2042-12-01 | 2.2092 | -
| Usina Apolônio Sales-Paulo Afonso III, C1 | 5.8 | 230 | 1977-10-01 | 2042-12-01 | 0.30641 | -
| Usina Apolônio Sales-Paulo Afonso III, C2 | 5.7 | 230 | 1977-03-01 | 2042-12-01 | 0.30113 | -
| Usina Boa Esperança-Boa Esperança, C1 | 2.8 | 230 | 1980-12-01 | 2042-12-01 | 0.16025 | -
| Usina de Pedra-Jequié, C1 | 20.5 | 69 | 1978-11-01 | 2042-12-01 | 0.58637 | -
| Usina Luiz Gonzaga-Luiz Gonzaga, C1 | 0.6 | 500 | 1979-05-01 | 2042-12-01 | 0.08382 | -
| Usina Luiz Gonzaga-Luiz Gonzaga, C2 | 0.6 | 500 | 1979-05-01 | 2042-12-01 | 0.08382 | -
| Usina Luiz Gonzaga-Luiz Gonzaga, C3 | 0.6 | 500 | 1979-05-01 | 2042-12-01 | 0.08382 | -
| Usina Paulo Afonso III-Paulo Afonso III, C1 | 0.6 | 230 | 1971-10-01 | 2042-12-01 | 0.011139 | -
| Usina Paulo Afonso III-Paulo Afonso III, C2 | 0.6 | 230 | 1972-04-01 | 2042-12-01 | 0.011139 | -
| Usina Paulo Afonso III-Paulo Afonso III, C3 | 0.6 | 230 | 1974-04-01 | 2042-12-01 | 0.011139 | -
| Usina Paulo Afonso III-Paulo Afonso III, C4 | 0.6 | 230 | 1974-10-01 | 2042-12-01 | 0.011139 | -
| Usina Paulo Afonso II-Paulo Afonso III, C1 | 0.7 | 230 | 1961-10-01 | 2042-12-01 | 0.011139 | -
| Usina Paulo Afonso II-Paulo Afonso III, C3 | 0.7 | 230 | 1967-05-01 | 2042-12-01 | 0.011139 | -
| Usina Paulo Afonso II-Paulo Afonso III, C4 | 0.7 | 230 | 1967-05-01 | 2042-12-01 | 0.012995 | -
| Usina Paulo Afonso II-Paulo Afonso III, C5 | 0.7 | 230 | 1967-12-01 | 2042-12-01 | 0.012995 | -
| Usina Paulo Afonso II-Zebu, C1 | 6 | 138 | 1964-12-01 | 2042-12-01 | 0.070811 | -
| Usina Paulo Afonso I-Paulo Afonso III, C1 | 0.6 | 230 | 1955-01-01 | 2042-12-01 | 0.011139 | -
| Usina Paulo Afonso I-Paulo Afonso III, C2 | 0.6 | 230 | 1955-01-01 | 2042-12-01 | 0.011139 | -
| Usina Paulo Afonso IV-Paulo Afonso IV, C1 | 0.6 | 500 | 1979-12-01 | 2042-12-01 | 0.08382 | -
| Usina Paulo Afonso IV-Paulo Afonso IV, C2 | 0.6 | 500 | 1980-05-01 | 2042-12-01 | 0.08382 | -
| Usina Paulo Afonso IV-Paulo Afonso IV, C3 | 0.6 | 500 | 1980-10-01 | 2042-12-01 | 0.08382 | -
| Usina Paulo Afonso IV-Paulo Afonso IV, C4 | 0.6 | 500 | 1981-07-01 | 2042-12-01 | 0.08382 | -
| Usina Paulo Afonso IV-Paulo Afonso IV, C5 | 0.6 | 500 | 1981-12-01 | 2042-12-01 | 0.15397 | -
| Usina Paulo Afonso IV-Paulo Afonso IV, C6 | 0.6 | 500 | 1983-05-01 | 2042-12-01 | 0.15397 | -
| Usina Sobradinho-Sobradinho, C1 | 0.4 | 500 | 1979-10-01 | 2042-12-01 | 0.15397 | -
| Usina Sobradinho-Sobradinho, C2 | 0.3 | 500 | 1979-10-01 | 2042-12-01 | 0.15397 | -
| Usina Sobradinho-Sobradinho, C3 | 0.3 | 500 | 1979-10-01 | 2042-12-01 | 0.15397 | -
| Usina Xingó-Xingó, C1 | 0.9 | 500 | 1995-10-01 | 2042-12-01 | 0.19716 | -
| Usina Xingó-Xingó, C2 | 0.9 | 500 | 1995-10-01 | 2042-12-01 | 0.19716 | -
| Usina Xingó-Xingó, C3 | 0.9 | 500 | 1995-10-01 | 2042-12-01 | 0.19716 | -
| Usina Xingó-Xingó, C4 | 0.9 | 500 | 1995-10-01 | 2042-12-01 | 0.19716 | -
| Usina Xingó-Xingó, C5 | 0.8 | 500 | 1994-03-01 | 2042-12-01 | 0.17525 | -
| Usina Xingó-Xingó, C6 | 0.8 | 500 | 1994-11-01 | 2042-12-01 | 0.17525 | -
| Vila Zebu-Itaparica, C1 | 27 | 69 | 1977-07-01 | 2042-12-01 | 0.7723 | -
| Xingó-Jardim, C1 | 159.8 | 500 | 2000-05-01 | 2042-12-01 | 31.5443 | -
| Xingó-Messias, C1 | 219 | 500 | 1993-02-01 | 2042-12-01 | 43.2303 | -
| Zebu-Moxotó, 69 Kv, C1 | 7.2 | 69 | 1983-04-01 | 2042-12-01 | 0.4127 | -
| Campina Grande II-Paraiso, C1 | 118.1 | 230 | 1979-05-01 | 2042-12-01 | 4.1038 | -
| Campina Grande II-Paraiso, C2 | 119 | 230 | 1979-04-01 | 2042-12-01 | 4.1351 | -
| Campina Grande II-S.Cruz II, C1 | 117.3 | 138 | 1963-04-01 | 2042-12-01 | 0.91199 | -
| Pilões II-Paraíso, C1 | 107.9 | 138 | 1968-01-01 | 2042-12-01 | 1.5708 | -
| Goianinha-Mussuré II-04F2 | 50.6 | 230 | 1977-10-01 | 2042-12-01 | 1.7583 | -
| Campina Grande II-Goianinha, C1 | 99.3 | 230 | 1970-02-01 | 2042-12-01 | 1.4181 | -
| Goianinha-Santa Rita II, C1 | 59 | 230 | 1977-10-01 | 2042-12-01 | 1.5514 | -
| Nossa Senhora do Socorro-Fafen, C1 | 11.9 | 230 | 1981-08-01 | 2042-12-01 | 1.213 | -
Furnas | LT 138 kV ADRIANOPOLIS /CEPEL C-1 RJ | 1.5 | 138 | 1981-04-27 | 1942-12-01 | 0.052387 | IPCA
| LT 138 kV ADRIANOPOLIS /CEPEL C-2 RJ | 1.5 | 138 | 1981-04-05 | 1942-12-01 | 0.052387 | IPCA
| LT 138 kV ADRIANOPOLIS /MAGE C-1 RJ | 48 | 138 | 1973-04-24 | 1942-12-01 | 0.27828 | IPCA
| LT 138 kV ADRIANOPOLIS /MAGE C-2 RJ | 48 | 138 | 1973-01-06 | 1942-12-01 | 0.27828 | IPCA
| LT 138 kV ALCANTARA /ADRIANOPOLIS C-1 RJ | 19.5 | 138 | 1976-07-18 | 1942-12-01 | 0.57626 | IPCA
| LT 138 kV ALCANTARA /ADRIANOPOLIS C-2 RJ | 20 | 138 | 1998-12-17 | 1942-12-01 | 1.1996 | IPCA
| LT 138 kV ALCANTARA /ADRIANOPOLIS C-3 RJ | 20 | 138 | 1998-12-29 | 1942-12-01 | 1.7707 | IPCA
| LT 138 kV ANGRA AMPLA /MURIQUI C-1 RJ | 36 | 138 | 1989-12-06 | 1942-12-01 | 0.27135 | IPCA
| LT 138 kV ANGRA FUR /ANGRA AMPLA C-1 RJ | 34 | 138 | 1989-12-06 | 1942-12-01 | 0.32006 | IPCA
| LT 138 kV ANGRA FUR /JACUACANGA C-1 RJ | 34 | 138 | 1981-08-30 | 1942-12-01 | 1.4831 | IPCA
| LT 138 kV ANGRA FUR /SANTA CRUZ C-1 RJ | 96 | 138 | 1977-10-04 | 1942-12-01 | 4.1876 | IPCA
| LT 138 kV C. PAULISTA /VOLTA REDONDA C-1 SP/RJ | 105 | 138 | 1986-11-06 | 1942-12-01 | 9.2961 | IPCA
| LT 138 kV C. PAULISTA /VOLTA REDONDA C-2 SP/RJ | 105 | 138 | 1987-06-11 | 1942-12-01 | 7.2424 | IPCA
| LT 138 kV CAMPOS /C.ITAPEMIRIM C-1 RJ/ES | 106 | 138 | 1973-02-15 | 1942-12-01 | 0.61454 | IPCA
| LT 138 kV CAMPOS /C.ITAPEMIRIM C-2 RJ/ES | 106 | 138 | 1973-02-13 | 1942-12-01 | 0.61454 | IPCA
| LT 138 kV CAMPOS /IRIRI C-1 RJ | 97 | 138 | 2009-10-05 | 1942-12-01 | 0.9131 | IPCA
| LT 138 kV CAMPOS /ROCHA LEAO C-1 RJ | 110 | 138 | 1973-02-10 | 1942-12-01 | 1.0355 | IPCA
| LT 138 kV IMBARIE /ADRIANOPOLIS C-1 RJ | 19.5 | 138 | 1975-05-03 | 1942-12-01 | 0.16944 | IPCA
| LT 138 kV IMBARIE /SAO JOSE C-1 RJ | 18 | 138 | 1998-12-19 | 1942-12-01 | 1.3657 | IPCA
| LT 138 kV IMBARIE /SAO JOSE C-2 RJ | 18 | 138 | 1998-12-20 | 1942-12-01 | 1.3657 | IPCA
| LT 138 kV IRIRI /ROCHA LEAO C-2 RJ | 13 | 138 | 2009-10-05 | 1942-12-01 | 0.12237 | IPCA
| LT 138 kV JACAREPAGUA /ARI FRANCO C-1 RJ | Disconnected | 138 | - | - | 0.094134 | IPCA
| LT 138 kV JACAREPAGUA /COSMOS C-1 RJ | Disconnected | 138 | - | - | 0.22592 | IPCA
| LT 138 kV JACAREPAGUA /PALMARES C-1 RJ | Sectioned | 138 | - | - | 0.26358 | IPCA
| LT 138 kV JACAREPAGUA /ZONA INDUSTR. C-1 RJ | Disconnected | 138 | - | - | 0.31064 | IPCA
| LT 138 kV SANTA CRUZ /ZONA INDUSTR. C-3 RJ | Disconnected | 138 | - | - | 0.13179 | IPCA
| LT 138 kV SANTA CRUZ /ZONA OESTE C-1 RJ | Sectioned | 138 | - | - | 1.8177 | IPCA
| LT 138 kV SANTA CRUZ /ZONA OESTE C-2 RJ | Sectioned | 138 | - | - | 1.8177 | IPCA
| LT 138 KV JACAREPAGUÁ / PACIÊNCIA | 22.6 | 138 | 2014-07-26 | 1942-12-01 | - | -
| LT 138 KV PACIÊNCIA / PALMARES | 5.3 | 138 | 2014-07-26 | 1942-12-01 | - | -
| LT 138 KV SANTA CRUZ / JACAREPAGUÁ C-1 | 38.7 | 138 | 2014-07-26 | 2042-12-31 | - | -
| LT 138 KV SANTA CRUZ / JACAREPAGUÁ C-2 | 38.7 | 138 | 2014-07-26 | 2042-12-31 | - | -
| LT 138 KV ZONA OESTE / ZONA INDUSTR. C-1 | 2.9 | 138 | 2016-03-23 | 1942-12-01 | - | -
| LT 138 KV ZONA OESTE / ZONA INDUSTR. C-2 | 2.9 | 138 | 2016-03-23 | 1942-12-01 | - | -
| LT 138 kV JACAREPAGUA /MATO ALTO C-1 RJ | 16 | 138 | 1973-09-24 | 1942-12-01 | 0.15061 | IPCA
| LT 138 kV JACUACANGA/BRISAMAR C-1 RJ | 44 | 138 | 1977-10-04 | 1942-12-01 | 1.9251 | IPCA
| LT 138 kV MURIQUI/BRISAMAR C-1 RJ | 20 | 138 | 1971-04-14 | 1942-12-01 | 0.16134 | IPCA
| LT 138 kV PALMARES/MATO ALTO C-1 RJ | 13 | 138 | 1973-09-24 | 1942-12-01 | 0.12237 | IPCA
| LT 138 kV PARQUE DAS EMAS/C.MAGALHÃES C-1 GO/MT | 80.5 | 138 | 1977-01-01 | 1942-12-01 | 2.7867 | IPCA
| LT 138 kV RIO CLARO/PARQUE DAS EMAS C-1 GO | 87.5 | 138 | 1977-01-01 | 1942-12-01 | 3.0011 | IPCA
| LT 138 kV RIO VERDE FUR/C.DOURADA C-2 GO | 174 | 138 | 1977-08-17 | 2042-12-31 | 5.9472 | IPCA
| LT 138 kV RIO VERDE FUR/RIO CLARO C-1 GO | 87 | 138 | 1977-01-01 | 2042-12-31 | 2.9026 | IPCA
| LT 138 kV ROCHA LEÃO/MAGÉ C-1 RJ | 108 | 138 | 1973-01-24 | 2042-12-31 | 0.62614 | IPCA
| LT 138 kV ROCHA LEÃO/MAGÉ C-2 RJ | 108 | 138 | 1973-01-06 | 2042-12-31 | 0.62614 | IPCA
| LT 138 kV SANTA CRUZ/BRISAMAR C-1 RJ | 20 | 138 | 1977-10-30 | 2042-12-31 | 0.87241 | IPCA
| LT 138 kV SANTA CRUZ/BRISAMAR C-2 RJ | 13 | 138 | 1971-04-14 | 2042-12-31 | 0.11441 | IPCA
| LT 138 kV SANTA CRUZ/PALMARES C-1 RJ | 14 | 138 | 1972-10-17 | 2042-12-31 | 0.097399 | IPCA
| LT 138 kV SANTA CRUZ/PALMARES C-2 RJ | 14 | 138 | 1973-09-24 | 2042-12-31 | 0.097399 | IPCA
| LT 138 kV SANTA CRUZ /ZONA INDUSTR. C-1 RJ | 4.4 | 138 | 2016-03-23 | 2042-12-31 | 0.037684 | IPCA
| LT 138 kV SANTA CRUZ /ZONA INDUSTR. C-2 RJ | 4.4 | 138 | 2016-03-23 | 2042-12-31 | 0.037684 | IPCA
| LT 138 kV SÃO JOSÉ /MAGÉ C-1 RJ | 46 | 138 | 2001-06-17 | 2042-12-31 | 2.5082 | IPCA
| LT 138 kV SÃO JOSÉ /MAGÉ C-2 RJ | 46 | 138 | 2001-06-17 | 2042-12-31 | 2.5082 | IPCA
| LT 138 kV USI CAMPOS /CAMPOS C-1 RJ | 1 | 138 | 1977-07-16 | 2042-12-31 | 0.034925 | IPCA
| LT 138 kV USI CAMPOS /CAMPOS C-2 RJ | 1 | 138 | 1987-07-24 | 2042-12-31 | 0.070885 | IPCA
| LT 138 kV ZONA OESTE/JACAREPAGUÁ C-1 RJ | 24.1 | 138 | 2016-03-20 | 2042-12-31 | 0.38356 | IPCA
| LT 138 kV ZONA OESTE/JACAREPAGUÁ C-2 RJ | 24.1 | 138 | 2016-03-20 | 2042-12-31 | 0.38356 | IPCA
| LT 230 kV AGUAS LINDAS /BRAS. SUL C-1 GO/DF | 30 | 230 | 1982-03-07 | 2042-12-31 | 3.7521 | IPCA
| LT 230 kV BARRO ALTO /AGUAS LINDAS C-1 GO | 102 | 230 | 1982-03-07 | 2042-12-31 | 12.737 | IPCA
| LT 230 kV BARRO ALTO /NIQUELANDIA C-1 GO | 87 | 230 | 1999-10-13 | 2042-12-31 | 10.8568 | IPCA
| LT 230 kV BRAS. GERAL /BRAS. SUL C-1 DF | 13 | 230 | 1972-10-28 | 2042-12-31 | 0.16612 | IPCA
| LT 230 kV BRAS. GERAL /BRAS. SUL C-2 DF | 13 | 230 | 1973-04-09 | 2042-12-31 | 0.16612 | IPCA
| LT 230 kV BRAS. SUL /PIRINEUS C-1 DF/GO | 107 | 230 | 1973-04-09 | 2042-12-31 | 1.1394 | IPCA
| LT 230 kV ITUMBIARA /C. DOURADA C-1 MG/GO | 44 | 230 | 1973-10-19 | 2042-12-31 | 0.46855 | IPCA
| LT 230 kV ITUMBIARA /RIO VERDE FUR C-1 MG/GO | 208 | 230 | 1986-01-12 | 2042-12-31 | 20.8318 | IPCA
| LT 230 kV ITUMBIARA /RIO VERDE FUR C-2 MG/GO | 202 | 230 | 1992-04-29 | 2042-12-31 | 20.2309 | IPCA
| LT 230 kV PIRINEUS /XAVANTES C-1 GO | 40 | 230 | 1973-04-09 | 2042-12-31 | 4.9916 | IPCA
| LT 230 kV RIO VERDE FUR /BARRA PEIXE C-2 GO/MT | 240 | 230 | 1987-11-01 | 2042-12-31 | 29.9498 | IPCA
| LT 230 kV RIO VERDE FUR / BARRA PEIXE C-1 GO/MT |  |  |  | 2042-12-31 | - | -
| LT 230 kV RIO VERDE FUR /C. DOURADA C-1 GO | 240 | 230 | 1994-02-28 | 2042-12-31 | 17.5268
| LT 230 kV RIO VERDE FUR / BARRA PEIXE C-2 GO/MT |  |  |  | 2042-12-31 | - | IPCA
| LT 230 kV RIO VERDE FUR /RONDONOPOLIS C-1 GO/MT | 175 | 230 | 1986-12-21 | 2042-12-31 | 25.7393 | IPCA
| LT 230 kV RIO VERDE FUR /C. DOURADA C-1 GO |  |  |  | 2042-12-31 | - | -
| LT 230 kV RIO VERDE FUR /RONDONOPOLIS C-2 GO/MT | 432 | 230 | 1982-11-04 | 2042-12-31 | 24.0367 | IPCA
| LT 230 kV RIO VERDE FUR /RONDONOPOLIS GO/MT (2) |  |  |  | 2042-12-31 | - | -
| LT 230 kV S.DA MESA /NIQUELANDIA C-1 GO | 105 | 230 | 1999-10-13 | 2042-12-31 | 10.5161 | IPCA
| LT 345 kV ADRIANOPOLIS /ITUTINGA C-1 RJ/MG | 199 | 345 | 1968-03-10 | 2042-12-31 | 3.5785 | IPCA
| LT 345 kV ADRIANOPOLIS /ITUTINGA C-2 RJ/MG | 199 | 345 | 1970-08-24 | 2042-12-31 | 3.5785 | IPCA
| LT 345 kV ADRIANOPOLIS /JACAREPAGUA C-1 RJ | 38 | 345 | 1968-03-10 | 2042-12-31 | 0.68333 | IPCA
| LT 345 kV ADRIANOPOLIS /JACAREPAGUA C-2 RJ | 38 | 345 | 1970-08-24 | 2042-12-31 | 0.68333 | IPCA
| LT 345 kV ADRIANOPOLIS /MACAE MERCHAN C-1 RJ | 177 | 345 | 2002-09-16 | 2042-12-31 | 3.289 | IPCA
| LT 345 kV ADRIANOPOLIS /VENDA PEDRAS C-1 RJ | 107 | 345 | 2001-11-18 | 2042-12-31 | 9.3451 | IPCA
| LT 345 kV ATIBAIA 2 /MOGI CRUZES C-1 SP | 64.5 | 345 | 1971-02-15 | 2042-12-31 | 1.9499 | IPCA
| LT 345 kV ATIBAIA 2 /POCOS CALDAS C-1 SP/MG | 142.5 | 345 | 1971-02-15 | 2042-12-31 | 1.8682 | IPCA
| LT 345 kV BANDEIRANTES /SAMAMBAIA C-1 GO/DF | 157 | 345 | 1999-02-01 | 2042-12-31 | 26.5528 | IPCA
| LT 345 kV BANDEIRANTES /SAMAMBAIA C-2 GO/DF | 155 | 345 | 1999-02-08 | 2042-12-31 | 26.2146 | IPCA
| LT 345 kV BARREIRO 1 /PIMENTA C-1 MG | 198 | 345 | 1967-03-15 | 2042-12-31 | 3.5605 | IPCA
| LT 345 kV BRAS. SUL /SAMAMBAIA C-1 DF | 13.5 | 345 | 1999-02-01 | 2042-12-31 | 2.5369 | IPCA
| LT 345 kV BRAS. SUL /SAMAMBAIA C-2 DF | 14 | 345 | 1999-02-01 | 2042-12-31 | 3.0443 | IPCA
| LT 345 kV CAMPINAS /GUARULHOS C-1 SP | 88 | 345 | 1999-02-08 | 2042-12-31 | 1.5824 | IPCA
| LT 345 kV CAMPINAS /POCOS CALDAS C-1 SP/MG | 126 | 345 | 1972-10-03 | 2042-12-31 | 2.2658 | IPCA
| LT 345 kV CAMPOS /MACAE MERCHAN C-1 RJ | 89 | 345 | 2001-11-18 | 2042-12-31 | 7.4162 | IPCA
| LT 345 kV CAMPOS /MACAE MERCHAN C-2 RJ | 89 | 345 | 2002-09-16 | 2042-12-31 | 15.0522 | IPCA
| LT 345 kV CAMPOS /VIANA C-1 RJ/ES | 199 | 345 | 2005-12-19 | 2042-12-31 | 16.5823 | IPCA
| LT 345 kV CAMPOS /VITORIA C-1 RJ/ES | 224 | 345 | 1978-09-08 | 2042-12-31 | 18.6655 | IPCA
| LT 345 kV CORUMBA /BRAS. SUL C-1 GO/DF | 254 | 345 | 1997-03-02 | 2042-12-31 | 42.9581 | IPCA
| LT 345 kV CORUMBA /ITUMBIARA C-1 GO/MG | 79 | 345 | 1997-03-02 | 2042-12-31 | 13.361 | IPCA
| LT 345 kV ESTREITO /FURNAS C-1 MG | 112 | 345 | 1970-02-28 | 2042-12-31 | 2.1177 | IPCA
| LT 345 kV ESTREITO /L.C.BARRETO C-1 MG/SP | 24 | 345 | 1969-03-15 | 2042-12-31 | 0.51703 | IPCA
| LT 345 kV ESTREITO /L.C.BARRETO C-2 MG/SP | 24 | 345 | 1970-02-28 | 2042-12-31 | 4.5439 | IPCA
| LT 345 kV ESTREITO /M. MORAES C-1 MG | 13 | 345 | 1969-03-15 | 2042-12-31 | 0.32817 | IPCA
| LT 345 kV FURNAS /ITUTINGA C-1 MG | 198 | 345 | 1968-03-10 | 2042-12-31 | 3.5605 | IPCA
| LT 345 kV FURNAS /ITUTINGA C-2 MG | 199 | 345 | 1969-12-15 | 2042-12-31 | 3.5785 | IPCA
| LT 345 kV FURNAS /M. MORAES C-1 MG | 104 | 345 | 1968-05-15 | 2042-12-31 | 1.8895 | IPCA
| LT 345 kV FURNAS /PIMENTA C-1 MG | 66 | 345 | 1967-03-15 | 2042-12-31 | 1.1868 | IPCA
| LT 345 kV FURNAS /POCOS CALDAS C-1 MG | 131 | 345 | 1963-09-03 | 2042-12-31 | 2.3557 | IPCA
| LT 345 kV FURNAS /POCOS CALDAS C-2 MG | 131 | 345 | 1965-04-13 | 2042-12-31 | 2.3557 | IPCA
| LT 345 kV GUARULHOS /IBIUNA C-1 SP | 75 | 345 | 1990-06-28 | 2042-12-31 | 10.7484 | IPCA
| LT 345 kV GUARULHOS /IBIUNA C-2 SP | 75 | 345 | 1990-07-04 | 2042-12-31 | 10.7484 | IPCA
| LT 345 kV GUARULHOS /NORDESTE C-1 SP | 35 | 345 | 1964-03-15 | 2042-12-31 | 0.59342 | IPCA
| LT 345 kV GUARULHOS /POCOS CALDAS C-1 SP/MG | 182 | 345 | 1963-09-03 | 2042-12-31 | 3.2728 | IPCA
| LT 345 kV GUARULHOS /POCOS CALDAS C-2 SP/MG | 184 | 345 | 1966-11-11 | 2042-12-31 | 3.3088 | IPCA
| LT 345 kV IBIUNA /TIJUCO PRETO C-1 SP | 97 | 345 | 1983-11-18 | 2042-12-31 | 13.9013 | IPCA
| LT 345 kV IBIUNA /TIJUCO PRETO C-2 SP | 97 | 345 | 1984-07-13 | 2042-12-31 | 14.0146 | IPCA
| LT 345 kV ITUMBIARA /BANDEIRANTES C-1 MG/GO | 180 | 345 | 1973-07-16 | 2042-12-31 | 3.2368 | IPCA
| LT 345 kV ITUMBIARA /BANDEIRANTES C-2 MG/GO | 180 | 345 | 1977-07-28 | 2042-12-31 | 14.999 | IPCA
| LT 345 kV ITUMBIARA /P. COLOMBIA C-1 MG | 201 | 345 | 1973-06-16 | 2042-12-31 | 3.6145 | IPCA
| LT 345 kV L.C.BARRETO /POCOS CALDAS C-1 SP/MG | 198 | 345 | 1969-11-02 | 2042-12-31 | 3.5605 | IPCA
| LT 345 kV L.C.BARRETO /POCOS CALDAS C-2 SP/MG | 197 | 345 | 1970-09-13 | 2042-12-31 | 3.5425 | IPCA
| LT 345 kV L.C.BARRETO /VOLTA GRANDE C-1 SP/MG | 112 | 345 | 1973-06-16 | 2042-12-31 | 0.80921 | IPCA
| LT 345 kV MACAE MERCHAN /VENDA PEDRAS C-1 RJ | 122 | 345 | 2001-11-18 | 2042-12-31 | 10.595 | IPCA
| LT 345 kV MARIMBONDO /P. COLOMBIA C-1 MG | 77 | 345 | 1975-10-25 | 2042-12-31 | 1.3846 | IPCA
| LT 345 kV MOGI CRUZES /NORDESTE C-1 SP | 25 | 345 | 1964-03-15 | 2042-12-31 | 0.39561 | IPCA
| LT 345 kV P. COLOMBIA /VOLTA GRANDE C-1 MG | 45 | 345 | 1973-06-16 | 2042-12-31 | 0.80921 | IPCA
| LT 345 kV PADRE FIALHO /OURO PRETO 2 C-1 MG | 0 | 345 | - | - | 2.8626 | IPCA
| LT 345 kV BARRO BRANCO / OURO PRETO | 59 | 345 | 2005-03-25 | 2042-12-31 | - | -
| LT 345 kV BARRO BRANCO / PADRE FIALHO | 104.5 | 345 | 2005-03-25 | 2042-12-31 | - | -
| LT 345 kV VIANA /VITORIA C-1 ES | 26 | 345 | 2005-12-19 | 2042-12-31 | 2.3832 | IPCA
| LT 345 kV VITORIA /PADRE FIALHO C-1 ES/MG | 220.5 | 345 | 2005-03-25 | 2042-12-31 | 4.0247 | IPCA
| LT 500 kV ADRIANOPOLIS /C. PAULISTA C-1 RJ/SP | 171 | 500 | 1974-02-13 | 2042-12-31 | 4.4448 | IPCA
| LT 500 kV ADRIANOPOLIS /C. PAULISTA C-3 RJ/SP (177,5 km) | 0 | 500 | - | - | 4.6138 | IPCA
| LT 500 kV ADRIANÓPOLIS / BAIXADA FLUMINENSE | 19 | 500 | 2004-05-20 | 2042-12-31 | - | -
| LT 500 kV BAIXADA FLUMINENSE / CACHOEIRA PAULISTA | 160.5 | 500 | 2004-05-20 | 2042-12-31 | - | -
| LT 500 kV ADRIANOPOLIS /GRAJAU C-1 RJ | 55 | 500 | 1977-12-15 | 2042-12-31 | 7.9977 | IPCA
| LT 500 kV ADRIANOPOLIS /RESENDE C-1 RJ | 115 | 500 | 1979-12-12 | 2042-12-31 | 28.114 | IPCA
| LT 500 kV ADRIANOPOLIS /SAO JOSE C-1 RJ | 33 | 500 | 1991-08-18 | 2042-12-31 | 9.7395 | IPCA
| LT 500 kV ANGRA FUR /C. PAULISTA C-1 RJ/SP | 103 | 500 | 1977-06-04 | 2042-12-31 | 12.4063 | IPCA
| LT 500 kV ANGRA FUR /SAO JOSE C-1 RJ | Sectioned | 500 | - | - | 32.5145 | IPCA
| LT 500 kV ANGRA FUR /NOVA IGUAÇU RJ | 109 | 500 | 1998-12-21 | 2042-12-31 | - | -
| LT 500 kV SAO JOSE / NOVA IGUAÇU RJ | 26.4 | 500 | 1998-12-21 | 2042-12-31 | - | -
| LT 500 kV ANGRA FUR /ZONA OESTE C-1 RJ | 97.5 | 500 | 1998-12-21 | 2042-12-31 | 21.2689 | IPCA
| LT 500 kV ARARAQUARA FURNAS /CAMPINAS C-1 SP | 171 | 500 | 1976-07-16 | 2042-12-31 | 20.7061 | IPCA
| LT 500 kV ARARAQUARA FURNAS /POCOS CALDAS C-1 SP/MG | 176 | 500 | 1976-04-16 | 2042-12-31 | 21.1991 | IPCA
| LT 500 kV C. PAULISTA /CAMPINAS C-1 SP | 223 | 500 | 1977-09-21 | 2042-12-31 | 26.8602 | IPCA
| LT 500 kV C. PAULISTA /ITAJUBA 3 C-1 SP/MG | 53 | 500 | 1974-02-13 | 2042-12-31 | 6.3838 | IPCA
| LT 500 kV C. PAULISTA /RESENDE C-1 SP/RJ | 56 | 500 | 1979-12-12 | 2042-12-31 | 6.7452 | IPCA
| LT 500 kV C. PAULISTA /TAUBATE C-1 SP | 83 | 500 | 1983-06-24 | 2042-12-31 | 20.291 | IPCA
| LT 500 kV C. PAULISTA /TIJUCO PRETO C-1 SP | 181 | 500 | 1988-11-17 | 2042-12-31 | 44.249 | IPCA
| LT 500 kV GURUPI /MIRACEMA C-1 TO | 255 | 500 | 1999-03-02 | 2042-12-31 | 62.5842 | IPCA
| LT 500 kV IBIUNA /ITATIBA C-1 SP | 86.5 | 500 | 1989-07-14 | 2042-12-31 | 21.0377 | IPCA
| LT 500 kV ITATIBA /CAMPINAS C-1 SP | 26.5 | 500 | 1989-07-14 | 2042-12-31 | 6.3696 | IPCA
| LT 500 kV ITUMBIARA /SAO SIMAO-SE C-1 MG | 166 | 500 | 1979-01-13 | 2042-12-31 | 19.9946 | IPCA
| LT 500 kV MARIMBONDO /AGUA VERMELHA C-1 MG/SP | 172 | 500 | 1979-08-05 | 2042-12-31 | 20.7173 | IPCA
| LT 500 kV MARIMBONDO /ARARAQUARA FURNAS C-1 MG/SP | Sectioned | 500 | - | - | - | -
| LT 500 kV MARIMBONDO - MARIMBONDO 2 CIRC. 1 | 6.1 | 500 | 1976-04-16 | 2042-12-31 | 0.3339 | IPCA
| LT 500 kV ARARAQUARA - MARIMBONDO 2 CIRC. 1 | 199.3 | 500 | 1976-04-16 | 2042-12-31 | 23.0333 | IPCA
| LT 500 kV MARIMBONDO /ARARAQUARA FURNAS C-2 MG/SP | Sectioned | 500 | - | - | - | -
| LT 500 kV MARIMBONDO - MARIMBONDO 2 CIRC. 2 | 6.2 | 500 | 1976-08-14 | 2042-12-31 | 0.26787 | IPCA
| LT 500 kV ARARAQUARA - MARIMBONDO 2 CIRC. 2 | 198.4 | 500 | 1976-08-14 | 2042-12-31 | 23.2198 | -
| LT 500 kV POCOS CALDAS /ITAJUBA 3 C-1 MG | 139 | 500 | 1974-02-13 | 2042-12-31 | 16.7425 | IPCA
| LT 500 kV S.DA MESA /GURUPI C-1 GO/TO | 256 | 500 | 1999-03-02 | 2042-12-31 | 62.5842 | IPCA
| LT 500 kV S.DA MESA /SAMAMBAIA C-1 GO/DF | 249 | 500 | 1998-03-09 | 2042-12-31 | 60.8729 | IPCA
| LT 500 kV S.DA MESA /SAMAMBAIA C-2 GO/DF | 248.5 | 500 | 1999-01-23 | 2042-12-31 | 60.7507 | IPCA
| LT 500 kV TIJUCO PRETO /TAUBATE C-1 SP | 108.5 | 500 | 1984-03-29 | 2042-12-31 | 3.8137 | IPCA
| LT 500 kV ZONA OESTE /GRAJAU C-1 RJ | Sectioned | 500 | - | - | 16.6239 | IPCA
| LT 500 kV GRAJAÚ - NOVA IGUAÇU | 48.5 | 500 | 1998-12-21 | 2042-12-31 | - | -
| LT 500 kV ZONA OESTE - NOVA IGUAÇU | 32 | 500 | 1998-12-21 | 2042-12-31 | - | -
| LT 600 kV F.IGUACU 50HZ /IBIUNA C-1 PR/SP (3) | 792 | 600 | 1985-03-01 | 2042-12-31 | 16.6305 | IPCA
| LT 25 kV ELETRODO DE TERRA / FOZ DO IGUACU C-1 | 16 | 25 | 1985-04-01 | 2042-12-31 | - | -
| LT 25 kV ELETRODO DE TERRA-IBIUNA C-1 | 67 | 25 | 1985-04-01 | 2042-12-31 | - | -
| LT 600 kV F.IGUACU 50HZ /IBIUNA C-2 PR/SP (3) | 792 | 600 | 1985-03-01 | 2042-12-31 | 16.6305 | IPCA
| LT 25 kV ELETRODO DE TERRA / FOZ DO IGUACU C-2 | 15 | 25 | 1987-08-15 | 2042-12-31 | - | -
| LT 25 kV ELETRODO DE TERRA-IBIUNA C-2 | 67 | 25 | 1987-08-15 | 2042-12-31 | - | -
| LT 600 kV F.IGUACU 50HZ /IBIUNA C-3 PR/SP (3) | 820 | 600 | 1987-08-15 | 2042-12-31 | 17.2185 | IPCA
| LT 600 kV F.IGUACU 50HZ /IBIUNA C-4 PR/SP (3) | 820 | 600 | 1987-08-15 | 2042-12-31 | 17.2185 | IPCA
| LT 750 kV F.IGUACU 60HZ /IVAIPORA C-1 PR | 322 | 765 | 1989-08-07 | 2042-12-31 | 116.8037 | IPCA
| LT 750 kV F.IGUACU 60HZ /IVAIPORA C-2 PR | 323 | 765 | 1986-12-23 | 2042-12-31 | 117.1665 | IPCA
| LT 750 kV F.IGUACU 60HZ /IVAIPORA C-3 PR | 331 | 765 | 1989-03-21 | 2042-12-31 | 120.0684 | IPCA
| LT 750 kV ITABERA /IVAIPORA C-1 SP/PR | 265 | 765 | 1989-08-01 | 2042-12-31 | 96.1273 | IPCA
| LT 750 kV ITABERA /IVAIPORA C-2 SP/PR | 264 | 765 | 1982-10-14 | 2042-12-31 | 95.7646 | IPCA
| LT 750 kV ITABERA /IVAIPORA C-3 SP/PR | 272 | 765 | 2000-05-19 | 2042-12-31 | 10.4907 | IPCA
| LT 750 kV ITABERA /TIJUCO PRETO C-1 SP | 305 | 765 | 1989-07-31 | 2042-12-31 | 110.6371 | IPCA
| LT 750 kV ITABERA /TIJUCO PRETO C-2 SP | 304 | 765 | 1982-10-14 | 2042-12-31 | 110.2743 | IPCA
| LT 750 kV ITABERA /TIJUCO PRETO C-3 SP | 312 | 765 | 2001-05-01 | 2042-12-31 | 12.0335 | IPCA
Eletrosul | TL 69 kVSalto Osório / Salto Santiago | 56.2 | 69 | 1978-10-01 | 1942-12-31 | - | -
| TL 138 kV ANASTACIO /AQUIDAUANA C-1 MS | 11.1 | 138 | 2006-11-01 | 1942-12-31 | 0.34633 | IPCA
| TL 138 kV ANASTACIO /AQUIDAUANA C-2 MS | 11.1 | 138 | 2006-11-01 | 1942-12-31 | 0.16747 | IPCA
| TL 138 kV ARAQUARI (HYOSUNG) /JOINVILLE SANTA CATARINA C-1 SC | 19.3 | 138 | 2012-05-01 | 1942-12-31 | 0.56251 | IPCA
| TL 138 kV BIGUACU /FLORIANOPOLIS C-1 SC | 19.5 | 138 | 2002-02-01 | 1942-12-31 | 0.39807 | IPCA
| TL 138 kV BIGUACU /FLORIANOPOLIS C-2 SC | 19.5 | 138 | 1990-10-01 | 1942-12-31 | 0.49336 | IPCA
| TL 138 kV BIGUACU /ITAJAIFAZENDA C-1 SC | 58.4 | 138 | 1990-10-01 | 1942-12-31 | 2.1609 | IPCA
| TL 138 kV BIGUACU /TIJUCAS C-1 SC | 27.28 | 138 | 2002-02-01 | 1942-12-31 | 0.57138 | IPCA
| TL 138 kV BLUMENAU /GASPAR | 29 | 138 | 1989-09-01 | 1942-12-31 | - | -
| TL 138 kV BLUMENAU /ILHOTA C-1 SC | 40.2 | 138 | 1988-10-01 | 1942-12-31 | 1.6971 | IPCA
| TL 138 kV CAMBORIU M.B. /ITAJAI C-1 SC | 13.31 | 138 | 2002-02-01 | 1942-12-31 | 0.56191 | IPCA
| TL 138 kV CAMPO GRANDE /U.MIMOSO C-2 MS | 108.3 | 138 | 1983-10-01 | 1942-12-31 | 4.5721 | IPCA
| TL 138 kV CAMPO GRANDE /U.MIMOSO C-3 MS | 108.3 | 138 | 1983-09-01 | 1942-12-31 | 2.8159 | IPCA
| TL 138 kV CAMPO GRANDE /U.MIMOSO C-4 MS | 108.3 | 138 | 1983-09-01 | 1942-12-31 | 2.8159 | IPCA
| TL 138 kV D.DAS NACOES /IVINHEMA 2 C-1 MS | 94.7 | 138 | 1983-12-01 | 1942-12-31 | 3.1147 | IPCA
| TL 138 kV ELDORADO /GUAIRA C-1 MS/PR | 16.9 | 138 | 1982-10-01 | 1942-12-01 | 0.71347 | IPCA
| TL 138 kV FLORIANOPOLIS /PALHOCA ESU C-1 SC | 9.6 | 138 | 1983-11-01 | 1942-12-31 | 0.29953 | IPCA
| TL 138 kV FLORIANOPOLIS /PALHOCA ESU C-2 SC | 9.6 | 138 | 1983-11-01 | 1942-12-31 | 0.29953 | IPCA
| TL 138 kV GASPAR /ILHOTA C-1 SC | 11.2 | 138 | 1988-10-01 | 1942-12-31 | 0.47284 | IPCA
| TL 138 kV ILHOTA /ARAQUARI (HYOSUNG) C-1 SC | 47.65 | 138 | 2011-09-01 | 1942-12-31 | 0.75639 | IPCA
| TL 138 kV ILHOTA /ITAJAI C-1 SC | 7.89 | 138 | 2002-03-01 | 1942-12-31 | 0.26409 | IPCA
| TL 138 kV ILHOTA /ITAJAI C-2 SC | 7.89 | 138 | 2002-03-01 | 1942-12-31 | - | -
| TL 138 kV ILHOTA /PICARRAS C-1 SC | 14.8 | 138 | 1994-04-01 | 1942-12-31 | 0.62482 | IPCA
| TL 138 kV IMBITUBA /J.LACERDA-A C-1 SC | 45.7 | 138 | 1980-10-01 | 1942-12-31 | 1.5297 | IPCA
| TL 138 kV IMBITUBA /PAL.PINHEIRA C-1 SC | 61.84 | 138 | 1982-03-01 | 1942-12-31 | 2.2784 | IPCA
| TL 138 kV ITAJAI /ITAJAIFAZENDA C-1 SC | 5.35 | 138 | 2002-03-01 | 1942-12-31 | 0.10921 | IPCA
| TL 138 kV IVINHEMA /IVINHEMA 2 C-1 MS | 33.5 | 138 | 1982-03-01 | 1942-12-31 | 0.95765 | IPCA
| TL 138 kV IVINHEMA 2 /NOVA ANDRADINA C-1 MS | 40.36 | 138 | 1982-03-01 | 1942-12-31 | 0.82996 | IPCA
| TL 138 kV JOINVILLE SANTA CATARINA /JOINVILLE GM C-1 SC | 3 | 138 | 2015-10-01 | 2042-12-31 | 0.2888 | IPCA
| TL 138 kV J.S.CATARINA /PICARRAS C-1 SC | 50 | 138 | 1999-10-01 | 1942-12-31 | 1.0207 | IPCA
| TL 138 kV JOINVILLE /J.S.CATARINA C-1 SC | 11.06 | 138 | 1999-10-01 | 1942-12-31 | 0.46692 | IPCA
| TL 138 kV JOINVILLE GM /JOINVILLE C-1 SC | 8.73 | 138 | 2012-05-01 | 1942-12-31 | 0.26636 | IPCA
| TL 138 kV JUPIA /U.MIMOSO C-2 SP/MS | 218.7 | 138 | 1992-02-01 | 1942-12-31 | 9.233 | IPCA
| TL 138 kV JUPIA /U.MIMOSO C-3 SP/MS | 218.7 | 138 | 1982-01-01 | 1942-12-31 | 5.6864 | IPCA
| TL 138 kV JUPIA /U.MIMOSO C-4 SP/MS | 218.7 | 138 | 1982-01-01 | 1942-12-31 | 5.6864 | IPCA
| TL 138 kV NOVA ANDRADINA /PORTO PRIMAVERA C-1 MS/SP | 46.14 | 138 | 1982-03-01 | 1942-12-31 | 1.7876 | IPCA
| TL 138 kV PAL.PINHEIRA /PALHOCA ESU C-1 SC | 31.16 | 138 | 1982-03-01 | 1942-12-31 | 0.93822 | IPCA
| TL 138 kV PALHOCA ESU /J.LACERDA-A C-1 SC | 108.6 | 138 | 1983-10-01 | 1942-12-31 | 4.5848 | IPCA
| TL 138 kV TIJUCAS /CAMBORIU M.B. C-1 SC | 23.13 | 138 | 2002-02-01 | 1942-12-31 | 0.47674 | IPCA
| TL 230 kV ANASTACIO /DOURADOS C-1 MS | 210.9 | 230 | 1994-08-01 | 1942-12-31 | 10.0721 | IPCA
| TL 230 kV AREIA /PONTA G NORTE C-1 PR | 181.6 | 230 | 1976-10-01 | 1942-12-31 | 6.8762 | IPCA
| TL 230 kV AREIA /S. OSORIO C-1 PR | 156.27 | 230 | 1977-01-01 | 1942-12-31 | 5.9171 | IPCA
| TL 230 kV AREIA /S. OSORIO C-2 PR | 156.16 | 230 | 1976-12-01 | 1942-12-31 | 5.9129 | IPCA
| TL 230 kV AREIA /S.MATEUS SUL C-1 PR | 129 | 230 | 1990-07-01 | 1942-12-31 | 6.1607 | IPCA
| TL 230 kV ASSIS /LONDRINA COT C-1 SP/PR | 114.3 | 230 | 1979-03-01 | 1942-12-31 | 5.5411 | IPCA
| TL 230 kV ATLANTIDA 2 /GRAVATAI 3 C-1 RS | 100.17 | 230 | 2008-04-01 | 1942-12-31 | 2.3132 | IPCA
| TL 230 kV ATLANTIDA 2 /OSORIO 2 C-1 RS | 36 | 230 | 2007-05-01 | 1942-12-31 | 1.0358 | IPCA
| TL 230 kV BIGUACU /DESTERRO C-1 SC | 56.58 | 230 | 2008-12-01 | 1942-12-31 | 1.3066 | IPCA
| TL 230 kV BIGUACU /GASPAR 2 C-1 SC | 110 | 230 | 2015-03-01 | 1942-12-31 | 4.0144 | IPCA
| TL 230 kV BIGUACU /J.LACERDA-B C-1 SC | 129.5 | 230 | 1980-10-01 | 1942-12-31 | 4.9981 | IPCA
| TL 230 kV BIGUACU /PALHOCA ESU C-1 SC | 20.4 | 230 | 1980-10-01 | 1942-12-31 | 0.58698 | IPCA
| TL 230 kV BLUMENAU /ITAJAI C-1 SC | 37.55 | 230 | 2002-01-01 | 1942-12-31 | 0.68443 | IPCA
| TL 230 kV BLUMENAU /ITAJAI C-2 SC | 37.55 | 230 | 2002-03-01 | 1942-12-31 | 0.68443 | IPCA
| TL 230 kV BLUMENAU /JOINV.NORTE C-1 SC | 72.85 | 230 | 1979-04-01 | 1942-12-31 | 2.7584 | IPCA
| TL 230 kV BLUMENAU /JOINVILLE C-1 SC | 67 | 230 | 1979-09-01 | 1942-12-31 | 2.5369 | IPCA
| TL 230 kV C.I.AUT.GRA /GRAVATAI 3 C-1 RS | 2.06 | 230 | 2007-11-30 | 1942-12-31 | 0.061843 | IPCA
| TL 230 kV C.MOURAO /APUCARANA C-1 PR | 114.5 | 230 | 1976-02-01 | 1942-12-31 | 4.3355 | IPCA
| TL 230 kV C.MOURAO /MARINGA C-1 PR | 79.9 | 230 | 1976-02-01 | 1942-12-31 | 3.0254 | IPCA
| TL 230 kV C.MOURAO /S. OSORIO C-1 PR | 181.2 | 230 | 1976-02-01 | 1942-12-31 | 6.861 | IPCA
| TL 230 kV C.MOURAO /S. OSORIO C-2 PR | 181.3 | 230 | 1976-05-01 | 1942-12-31 | 6.8648 | IPCA
| TL 230 kV CANOINHAS ESU /S.MATEUS SUL C-1 SC/PR | 47.7 | 230 | 1988-02-01 | 1942-12-31 | 2.278 | IPCA
| TL 230 kV CASCAVEL OEST /CASCAVEL C-1 PR | 9.9 | 230 | 2001-04-01 | 1942-12-31 | 0.56736 | IPCA
| TL 230 kV CASCAVEL OESTE /GUAÍRA C-1 PR | 126.2 | 230 | 2013-03-01 | 1942-12-31 | 6.0868 | IPCA
| TL 230 kV CAXIAS /CAXIAS SUL 5 C-1 RS | 22.49 | 230 | 2009-06-01 | 1942-12-31 | 0.57129 | IPCA
| TL 230 kV CURITIBA /JOINV.NORTE C-1 PR/SC | 96.36 | 230 | 1976-11-01 | 1942-12-31 | 3.6486 | IPCA
| TL 230 kV CURITIBA /JOINVILLE C-1 PR/SC | 99.7 | 230 | 1977-06-01 | 1942-12-31 | 3.7751 | IPCA
| TL 230 kV CURITIBA /S.MATEUS SUL C-1 PR | 116.7 | 230 | 1990-07-01 | 1942-12-31 | 5.5733 | IPCA
| TL 230 kV DOURADOS /GUAIRA C-1 MS/PR | 226.5 | 230 | 1991-11-01 | 1942-12-31 | 10.8171 | IPCA
| TL 230 kV FARROUPILHA /CAXIAS SUL 5 C-1 RS | 17.9 | 230 | 2005-10-01 | 1942-12-31 | 0.4547 | IPCA
| TL 230 kV FARROUPILHA /MONTE CLARO C-1 RS | 30.96 | 230 | 2004-09-01 | 1942-12-31 | 0.71495 | IPCA
| TL 230 kV FARROUPILHA /MONTE CLARO C-2 RS | 31 | 230 | 2004-09-01 | 1942-12-31 | 0.71588 | IPCA
| TL 230 kV FORQUILHINHA /L.GRANDE C-1 SC/RS | 116.5 | 230 | 2003-09-01 | 1942-12-31 | 0.44713 | IPCA
| TL 230 kV FORQUILHINHA /SIDEROPOL.ESU C-1 SC | 27.6 | 230 | 2011-10-01 | 1942-12-31 | 0.31651 | IPCA
| TL 230 kV GASPAR 2 /BLUMENAU C-1 SC | 15 | 230 | 1984-01-01 | 1942-12-31 | 0.43999 | IPCA
| TL 230 kV GASPAR 2 /BLUMENAU C-2 SC | 18.07 | 230 | 2015-03-01 | 1942-12-31 | 0.84417 | IPCA
| TL 230 kV GASPAR 2 /PALHOCA ESU C-1 SC | 120.83 | 230 | 1984-01-01 | 1942-12-31 | 5.9963 | IPCA
| TL 230 kV GRAVATAI 2 CIAG /GRAVATAI 3 C-1 RS | 0 | 230 | 2007-11-01 | 1942-12-31 | 0.064244 | IPCA
| TL 230 kV J.LACERDA-A /J.LACERDA-B C-1 SC | 0.8 | 230 | 1979-12-01 | 1942-12-31 | 0.031082 | IPCA
| TL 230 kV J.LACERDA-A /J.LACERDA-B C-2 SC | 0.8 | 230 | 2007-10-01 | 1942-12-31 | 0.018956 | IPCA
| TL 230 kV J.LACERDA-B /PALHOCA ESU C-1 SC | 120.6 | 230 | 2005-08-01 | 1942-12-31 | 4.5665 | IPCA
| TL 230 kV J.LACERDA-B /SIDEROPOL.ESU C-1 SC | 49.4 | 230 | 1979-06-01 | 1942-12-31 | 1.8705 | IPCA
| TL 230 kV J.LACERDA-B /SIDEROPOL.ESU C-2 SC | 47.3 | 230 | 1979-08-01 | 1942-12-31 | 1.791 | IPCA
| TL 230 kV J.LACERDA-B /U.JLACERDA-C C-1 SC | 0.5 | 230 | 1997-02-01 | 1942-12-31 | 0.024502 | IPCA
| TL 230 kV J.LACERDA-B /U.JLACERDA-C C-2 SC | 0.5 | 230 | 1997-02-01 | 1942-12-31 | 0.024502 | IPCA
| TL 230 kV JOINVILLE /JOINV.NORTE C-1 SC | 5.27 | 230 | 1976-11-01 | 1942-12-31 | 0.23946 | IPCA
| TL 230 kV JOINVILLE /VEGA DO SUL C-1 SC | 44.1 | 230 | 2002-11-01 | 1942-12-31 | 0.80382 | IPCA
| TL 230 kV JOINVILLE /VEGA DO SUL C-2 SC | 44.1 | 230 | 2002-11-01 | 1942-12-31 | 0.80382 | IPCA
| TL 230 kV L.GRANDE /CAXIAS SUL 5 C-1 RS | 65.6 | 230 | 2005-10-01 | 1942-12-31 | 1.5149 | IPCA
| TL 230 kV LONDRINA ESU /APUCARANA C-1 PR | 40.4 | 230 | 1988-04-01 | 1942-12-31 | 1.9294 | IPCA
| TL 230 kV LONDRINA ESU /ASSIS C-1 PR/SP | 156.5 | 230 | 2005-05-01 | 1942-12-31 | 5.9258 | IPCA
| TL 230 kV LONDRINA ESU /LONDRINA COT C-1 PR | 31.6 | 230 | 1988-04-01 | 1942-12-31 | 1.5091 | IPCA
| TL 230 kV LONDRINA ESU /MARINGA C-1 PR | 95.3 | 230 | 2005-05-01 | 1942-12-31 | 3.6085 | IPCA
| TL 230 kV MONTE CLARO /NOVA PRATA 2 C-1 RS | 30.9 | 230 | 2004-09-01 | 1942-12-31 | 0.71357 | IPCA
| TL 230 kV MONTE CLARO /NOVA PRATA 2 C-2 RS | 32.6 | 230 | 2004-09-01 | 1942-12-31 | 1.0125 | IPCA
| TL 230 kV PASSO FUNDO /NOVA PRATA 2 C-1 RS | 199.1 | 230 | 1992-11-01 | 1942-12-31 | 9.5086 | IPCA
| TL 230 kV PASSO FUNDO /NOVA PRATA 2 C-2 RS | 189.9 | 230 | 1992-11-01 | 1942-12-31 | 4.7651 | IPCA
| TL 230 kV PASSO FUNDO /U.PASSO FUNDO C-1 RS | 0.45 | 230 | 1973-03-01 | 1942-12-31 | 0.010663 | IPCA
| TL 230 kV PASSO FUNDO /U.PASSO FUNDO C-2 RS | 0.45 | 230 | 1973-05-01 | 1942-12-31 | 0.010663 | IPCA
| TL 230 kV PASSO FUNDO /XANXERE ESU C-1 RS/SC | 79.3 | 230 | 1975-05-01 | 1942-12-31 | 1.8313 | IPCA
| TL 230 kV PASSO FUNDO /XANXERE ESU C-2 RS/SC | 79.2 | 230 | 1979-11-01 | 1942-12-31 | 2.9989 | IPCA
| TL 230 kV PATO BRANCO /XANXERE ESU C-1 PR/SC | 79.6 | 230 | 1979-12-01 | 1942-12-31 | 3.014 | IPCA
| TL 230 kV S. OSORIO /PATO BRANCO C-1 PR | 85.9 | 230 | 1975-11-01 | 1942-12-31 | 3.2526 | IPCA
| TL 230 kV S. OSORIO /U.S.OSORIO C-1 PR | 2.28 | 230 | 1975-11-01 | 1942-12-31 | 0.0087673 | IPCA
| TL 230 kV S. OSORIO /U.S.OSORIO C-2 PR | 0 | 0 | 1975-11-01 | 1942-12-31 | 0.0087673 | IPCA
| TL 230 kV S. OSORIO /U.S.OSORIO C-3 PR | 0 | 0 | 1975-11-01 | 1942-12-31 | 0.014764 | IPCA
| TL 230 kV S. OSORIO /U.S.OSORIO C-4 PR | 0 | 0 | 1975-11-01 | 1942-12-31 | 0.014764 | IPCA
| TL 230 kV S. OSORIO /U.S.OSORIO C-5 PR | 0 | 0 | 1975-11-01 | 1942-12-31 | 0.015152 | IPCA
| TL 230 kV S. OSORIO /U.S.OSORIO C-6 PR | 0 | 0 | 1975-11-01 | 1942-12-31 | 0.015152 | IPCA
| TL 230 kV S. OSORIO /XANXERE ESU C-1 PR/SC | 162 | 230 | 1975-10-01 | 1942-12-31 | 3.741 | IPCA
| TL 500 kV AREIA /BATEIAS C-1 PR | 220.3 | 500 | 2000-06-01 | 1942-12-31 | 25.6814 | IPCA
| TL 500 kV AREIA /BENTO MUNHOZ C-1 PR | 10.7 | 500 | 1980-09-01 | 1942-12-31 | 1.1867 | IPCA
| TL 500 kV AREIA /BENTO MUNHOZ C-2 PR | 10.9 | 500 | 1981-08-01 | 1942-12-31 | 1.5248 | IPCA
| TL 500 kV AREIA /C.NOVOS C-1 PR/SC | 176.3 | 500 | 1982-09-01 | 1942-12-31 | 20.5521 | IPCA
| TL 500 kV AREIA /CURITIBA C-1 PR | 235.82 | 500 | 2000-06-01 | 1942-12-31 | 21.7958 | IPCA
| TL 500 kV AREIA /IVAIPORA C-1 PR | 173.2 | 500 | 1982-05-01 | 1942-12-31 | 20.1907 | IPCA
| TL 500 kV AREIA /SEGREDO C-1 PR | 57.8 | 500 | 1992-08-01 | 1942-12-31 | 6.738 | IPCA
| TL 500 kV BLUMENAU /CURITIBA C-1 SC/PR | 135.7 | 500 | 1983-12-01 | 1942-12-31 | 15.8192 | IPCA
| TL 500 kV C.NOVOS /CAXIAS C-1 SC/RS | 203.3 | 500 | 2001-12-01 | 1942-12-31 | 23.6996 | IPCA
| TL 500 kV C.NOVOS /MACHADINHO C-1 SC | 50.3 | 500 | 2002-01-01 | 1942-12-31 | 5.866 | IPCA
| TL 500 kV CAXIAS /ITA C-1 RS/SC | 256 | 500 | 2002-02-01 | 1942-12-31 | 14.4304 | IPCA
| TL 500 kV CURITIBA /BATEIAS C-1 PR | 33.5 | 500 | 2000-06-01 | 1942-12-31 | 3.9052 | IPCA
| TL 500 kV ITA /MACHADINHO C-1 SC | 70.1 | 500 | 2002-01-01 | 1942-12-31 | 9.2211 | IPCA
| TL 500 kV IVAIPORA /IVAIPORA C-1 PR | 0.79 | 500 | 1982-09-01 | 1942-12-31 | 0.11972 | IPCA
| TL 500 kV IVAIPORA /IVAIPORA C-2 PR | 0.76 | 500 | 1992-02-01 | 1942-12-31 | 0.11518 | IPCA
| TL 500 kV IVAIPORA /IVAIPORA C-3 PR | 0.76 | 500 | 2004-06-01 | 1942-12-31 | 0.055692 | IPCA
| TL 500 kV IVAIPORA /LONDRINA ESU C-1 PR | 121.9 | 500 | 1988-04-01 | 1942-12-31 | 14.2104 | IPCA
| TL 500 kV IVAIPORA /S.SANTIAGO C-1 PR | 165.55 | 500 | 1982-05-01 | 1942-12-31 | 19.2989 | IPCA
| TL 500 kV S.SANTIAGO /ITA C-1 PR/SC | 186.8 | 500 | 1987-09-01 | 1942-12-31 | 21.7761 | IPCA
| TL 500 kV S.SANTIAGO /SEGREDO C-1 PR | 60.9 | 500 | 1992-08-01 | 1942-12-31 | 7.0994 | IPCA
| TL 500 kV S.SANTIAGO /U.S.SANTIAGO C-1 PR | 0.67 | 500 | 1992-08-01 | 1942-12-31 | 0.075697 | IPCA
| TL 500 kV S.SANTIAGO /U.S.SANTIAGO C-2 PR | 0.7 | 500 | 1992-08-01 | 1942-12-01 | 0.10002 | IPCA
| TL 500 kV S.SANTIAGO /U.S.SANTIAGO C-3 PR | 0.74 | 500 | 1982-02-09 | 1942-12-31 | - | -
| TL 525 kV CAXIAS /GRAVATAI C-1 RS | 78.7 | 525 | 2001-12-01 | 1942-12-31 | 9.1744 | IPCA
| TL 525 kV GRAVATAI /NOVA STA RITA C-1 RS | 29.03 | 525 | 2006-04-01 | 1942-12-31 | 3.7226 | IPCA
| TL 525 kV ITA /NOVA STA RITA C-1 SC/RS | 314.75 | 525 | 2006-04-01 | 1942-12-31 | 36.6977 | IPCA
(1) Enterprises in operation which do not have right to AAR.
(2) Operational agreement between Furnas and Eletronorte.
(3) Furnas considers the existence of two circuits in each bipole of the Itaipu Continuous Transmission System. For totaling purposes, the total km will be half of the reported.
AAR Consolidation 2Q19 - (R$ million)
| Company | Law 12,783 (O&M) | Integral responsibility (not renewed by Law 12,783) | Corporate AAR
| Chesf | 2723045242.23 | 284939888.04 | 3007985130.27
| Eletronorte | 1446507740.7 | 503479179.14 | 1949986919.84
| Eletrosul | 969189781.78 | 329926382.56 | 1299116164.34
| Furnas | 4285927089.65 | 225429429.15 | 4511356518.8
| Amazonas G&T | - | 54899199.54 | 54899199.54
| Total | 9424669854.36 | 1398674078.43 | 10823343932.79

## Substations
III.4 Substation - Enterprises renewed in terms of 12,783/13 Law
Eletrobras Companies | SS | Transformation Capacity (MVA) | Location (State) | Beginning of Operation | End of Concession | AAR on 06.30.19 (R$ million) | Readjustment Index
Eletronorte | ABUNA | 110.6 | RO | 2002-05-01 | 2042-12-01 | 4.0183 | 1.03%
| ALTAMIRA | 180.3 | PA | 1998-06-01 | 2042-12-01 | 11.5103 | 1.014%
| ALUMAR | - | - | - | - | 0.33321 | 1.029%
| ARIQUEMES | 180.3 | RO | 1994-08-01 | 2042-12-01 | 3.7349 | 1.035%
| BARRA PEIXE | 350.6 | MT | 1993-11-01 | 2042-12-01 | 16.9627 | 0.9093%
| BOA VISTA | 301.65 | RR | 2001-07-01 | 2042-12-01 | 1.0668 | 1.029%
| C. MAGALHAES | 15.113 | MT | 1981-10-01 | 2042-12-01 | 1.6868 | 0.8575%
| CAMETA | 23.55 | PA | 1998-08-01 | 2042-12-01 | 2.733 | 1.004%
| CARAJAS | 0.3 | PA | 2006-11-01 | 2042-12-01 | 1.2692 | 1.029%
| CASTANHAL | - | PA | 2012-06-01 | 2042-12-01 | 1.8605 | 1.029%
| COELHO NETO | 130 | MA | 2000-01-01 | 2042-12-01 | 5.282 | 1.008%
| COLINAS | 1.5 | TO | 1999-03-01 | 2042-12-01 | 23.9185 | 1.004%
| COXIPO | 821.2 | MT | 1987-07-01 | 2042-12-01 | 28.4095 | 1.025%
| CVRD | - | - | - | - | 0.80042 | 1.004%
| GUAMA | 454 | PA | 1981-12-01 | 2042-12-01 | 6.3648 | 0.7551%
| IMPERATRIZ | 1842.172 | MA | 1982-12-01 | 2042-12-01 | 84.9609 | 0.9504%
| INTEGRADORA | 0 | PA | 2013-07-01 | 2042-12-01 | 0.66802 | 1.029%
| JARU | 90.3 | RO | 1997-09-01 | 2042-12-01 | 4.6224 | 1.029%
| JAURU | 600.45 | MT | 2003-06-01 | 2042-12-01 | 3.3247 | 1.029%
| JI-PARANA | 380.6 | RO | 1994-09-01 | 2042-12-01 | 6.5746 | 1.029%
| MARABA | 1063.8 | PA | 1981-10-01 | 2042-12-01 | 41.2267 | 0.8848%
| MIRACEMA | 362.5 | TO | 1999-03-01 | 2042-12-01 | 28.53 | 1.01%
| MIRAMAR | - | PA | 2016-05-01 | 2042-12-01 | 1.3062 | 1.029%
| MIRANDA II | 500.6 | MA | 1998-06-01 | 2042-12-01 | 17.9341 | 1.048%
| NOBRES | - | MT | 1996-09-01 | 2042-12-01 | 1.5694 | 1.015%
| NOVA MUTUM | 60.6 | MT | 1996-09-01 | 2042-12-01 | 5.8497 | 1.197%
| P.DUTRA | 721.029 | MA | 1982-12-01 | 2042-12-01 | 78.4362 | 0.9627%
| PERITORO | 300.113 | MA | 1982-12-01 | 2042-12-01 | 7.397 | 1.016%
| PIMENTA BUENO | 110.6 | RO | 2008-06-01 | 2042-12-01 | 4.4167 | 1.029%
| PORTO FRANCO | 399.5 | MA | 1994-02-01 | 2042-12-01 | 13.5422 | 1.004%
| PORTO VELHO | 525.6 | RO | 1989-07-01 | 2042-12-01 | 4.3435 | 1.039%
| RIO BRANCO 1 | 566 | AC | 2012-11-01 | 2042-12-01 | 14.2175 | 1.3%
| RONDONOPOLIS | 400.9 | MT | 1983-07-01 | 2042-12-01 | 17.5016 | 0.9476%
| RUROPOLIS | 300.6 | PA | 1998-12-01 | 2042-12-01 | 16.1067 | 1.028%
| SAMUEL | 0.3 | RO | 1989-07-01 | 2042-12-01 | 1.1559 | 1.063%
| SANTA MARIA | 600.15 | PA | 1995-09-01 | 2042-12-01 | 14.4246 | 1.049%
| SAO LUIS I | 401.726 | MA | 1982-12-01 | 2042-12-01 | 8.7603 | 0.9568%
| SAO LUIS II | 2829 | MA | 1982-12-01 | 2042-12-01 | 69.1725 | 0.9658%
| SINOP | 356 | MT | 1996-09-01 | 2042-12-01 | 10.3571 | 1.016%
| SORRISO | 90.6 | MT | 1996-09-01 | 2042-12-01 | 5.6477 | 1.014%
| SUB S.LUIS | - | - | - | - | 6.9694 | 1.004%
| TRANSAMAZONIC | 60.3 | PA | 1998-12-01 | 2042-12-01 | 10.2254 | 1.019%
| TUCURUI | 969 | PA | 1981-10-01 | 2042-12-01 | 50.0489 | 0.9395%
| TUCURUI VILA | 58.443 | PA | 1999-06-01 | 2042-12-01 | 4.176 | 1.005%
| UTINGA | 602 | PA | 1981-12-01 | 2042-12-01 | 12.1369 | 0.9439%
| VARZEA GRANDE | - | - | - | - | 3.893 | 1.02%
| VILA DO CONDE | 3817.4 | PA | 1981-12-01 | 2042-12-01 | 57.7909 | 0.9279%
| VILHENA | 120.6 | RO | 2008-10-01 | 2042-12-01 | 4.6884 | 1.029%
| XINGU | - | - | - | - | 0.048975 | 1.029%
| AMAPÁ | 0 | AP | 2001-12-01 | 2042-12-01 | - | -
| CALÇOENE (1) | 0 | AP | 2002-05-01 | 2042-12-01 | - | -
| COARACY NUNES (1) | 0 | AP | 1975-11-01 | 2042-12-01 | - | -
| EPITACIOLÂNDIA (1) | 22.101 | AC | 2008-03-01 | 2042-12-01 | - | -
| EQUATORIAL (1) | 0 | AP | 2000-08-01 | 2042-12-01 | - | -
| MACAPÁ II (1) | 0 | AP | 1996-11-01 | 2042-12-01 | - | -
| PORTUÁRIA (1) | 0 | AP | 1996-04-01 | 2042-12-01 | - | -
| SANTA RITA (1) | 0 | AP | 2007-12-01 | 2042-12-01 | - | -
| SANTANA (1) | 0 | AP | 1975-10-01 | 2042-12-01 | - | -
| SENA MADUREIRA (1) | 18.75 | AC | 2008-10-01 | 2042-12-01 | - | -
| TARTARUGALZINHO (1) | 0 | AP | 2000-06-01 | 2042-12-01 | - | -
Chesf | Abaixadora | 110 | BA | 1967-10-01 | 2042-12-01 | 4.4388 | -
| Açu II | 378 | RN | 1989-11-01 | 2042-12-01 | 11.3406 | -
| Angelim | 310 | PE | 1956-01-01 | 2042-12-01 | 21.1742 | -
| Angelim II | 0 | PE | 1980-01-01 | 2042-12-01 | 8.5011 | -
| Banabuiú | 120.5 | CE | 1964-01-01 | 2042-12-01 | 11.8802 | -
| Barreiras | 401 | BA | 1996-06-01 | 2042-12-01 | 11.8493 | -
| LT 230 kV BARREIRAS II /BARREIRAS C-1 BA |  |  |  |  | 1.1322
| Boa Esperança 230 kV | 127.34 | PI | 1970-03-01 | 2042-12-01 | 27.965 | -
| Boa Esperança 500 kV | 300 | PI | 1980-11-01 | 2042-12-01 | 9.1287 | -
| Bom Jesus da Lapa | 162.27 | BA | 1981-09-01 | 2042-12-01 | 18.9632 | -
| Bom Nome | 510 | PE | 1963-10-01 | 2042-12-01 | 13.1884 | -
| Bongi | 530 | PE | 1956-05-01 | 2042-12-01 | 16.569 | -
| Brotas de Macaúbas | 0 | BA | 2012-07-01 | 2042-12-01 | 0.37589 | -
| Camaçari II | 2600 | BA | 1979-01-01 | 2042-12-01 | 87.374 | -
| Camaçari IV | 2400 | BA | 2012-11-01 | 2040-07-01 | 8.6588 | -
| Campina Grande II | 410 | PB | 1964-05-01 | 2042-12-01 | 41.1696 | -
| Campo Formoso | 0 | BA | 2015-12-01 | 2042-12-31 | 0 | -
| Catu | 300 | BA | 1956-05-01 | 2042-12-01 | 12.1712 | -
| Cauípe | 300 | CE | 2001-03-01 | 2042-12-01 | 10.0498 | -
| Cícero Dantas | 151 | BA | 1956-05-01 | 2042-12-01 | 5.9943 | -
| Coremas | 300 | PB | 1990-12-01 | 2042-12-01 | 8.5225 | -
| Cotegipe | 402 | BA | 1956-01-01 | 2042-12-01 | 9.6891 | -
| Coteminas | 0 | PB | 2009-12-01 | 2042-12-01 | 0.74337 | -
| Currais Novos | 103.67 | RN | 1975-11-01 | 2042-12-01 | 2.5779 | -
| Delmiro Gouveia | 400 | CE | 1989-06-01 | 2042-12-01 | 19.3464 | -
| Eliseu Martins | 101 | PI | 2006-01-01 | 2042-12-01 | 1.5983 | -
| Eunápolis | 400 | BA | 1998-09-01 | 2042-12-01 | 18.587 | -
| Fortaleza | 400 | CE | 1964-01-01 | 2042-12-01 | 34.1919 | -
| Fortaleza II | 2400 | CE | 2000-05-01 | 2042-12-01 | 63.0182 | -
| Funil | 549.99 | BA | 1956-01-01 | 2042-12-01 | 33.1521 | -
| Goianinha | 400 | PE | 1961-01-01 | 2042-12-01 | 14.8848 | -
| Governador Mangabeira | 200 | BA | 1960-03-01 | 2042-12-01 | 10.7019 | -
| Ibicoara | * | BA | 2011-01-01 | 2037-06-01 | 0.048392 | -
| Icó | 200 | CE | 1997-05-01 | 2042-12-01 | 8.1451 | -
| Irecê | 228.86 | BA | 1981-09-01 | 2042-12-01 | 20.2901 | -
| Itabaiana | 200 | SE | 1957-05-01 | 2042-12-01 | 6.9431 | -
| Itabaianinha | 239 | SE | 1996-02-01 | 2042-12-01 | 10.8304 | -
| Itapebi | 0 | BA | 2003-01-01 | 2042-12-01 | 1.3301 | -
| Itapiraca | 10 | PE | 1983-01-01 | 2042-12-01 | 1.2257 | -
| Jacaracanga | 300 | BA | 1982-01-01 | 2042-12-01 | 11.5328 | -
| Jaguarari | 0 | BA | 1980-01-01 | 2042-12-01 | 2.3281 | -
| Jardim | 2200 | SE | 1979-08-01 | 2042-12-01 | 57.0931 | -
| Joairam | 450 | PE | 2006-07-01 | 2042-12-01 | 3.817 | -
| João Câmara II | * | RN | 2014-02-01 | 2040-11-01 | 0.094655 | -
| Juazeiro da Bahia II | 402 | BA | 1981-04-01 | 2042-12-01 | 12.1562 | -
| Luiz Gonzaga | 0 | PE | 1988-05-01 | 2042-12-01 | 31.4608 | -
| Maceió | 400 | AL | 2002-09-01 | 2042-12-01 | 11.902 | -
| Matatu | 380 | BA | 1965-01-01 | 2042-12-01 | 16.9411 | -
| Messias | 1200 | AL | 1994-11-01 | 2042-12-01 | 52.1889 | -
| Milagres | 2120 | CE | 1964-01-01 | 2042-12-01 | 61.5964 | -
| Mirueira | 400 | PE | 1978-08-01 | 2042-12-01 | 11.748 | -
| Modelo Reduzido | 12.5 | BA | 1967-01-01 | 2042-12-01 | 0.42502 | -
| Mossoró II | 400 | RN | 1977-01-01 | 2042-12-01 | 20.2317 | -
| Moxotó | 20 | BA | 1972-01-01 | 2042-12-01 | 1.9895 | -
| Mulungu | 10 | BA | 1975-05-01 | 2042-12-01 | 1.658 | -
| Mussuré II | 400 | PB | 1979-03-01 | 2042-12-01 | 10.1874 | -
| Natal II | 400 | RN | 1979-01-01 | 2042-12-01 | 23.478 | -
| Olindina | 40 | BA | 1980-04-01 | 2042-12-01 | 16.286 | -
| Paraíso | 200 | RN | 2004-02-01 | 2042-12-01 | 3.8033 | -
| Pau Ferro | 400 | PE | 2002-08-01 | 2042-12-01 | 7.161 | -
| Paulo Afonso III | 0 | AL | 1974-03-01 | 2042-12-01 | 10.8008 | -
| Paulo Afonso IV | 1200 | AL | 1979-01-01 | 2042-12-01 | 21.3427 | -
| Penedo | 300 | AL | 1997-05-01 | 2042-12-01 | 10.7833 | -
| Pici II | 500 | CE | 2005-05-01 | 2042-12-01 | 12.5872 | -
| Picos | 240 | PI | 1992-07-01 | 2042-12-01 | 12.6133 | -
| Pilões | 0 | PB | 2012-10-01 | 2042-12-01 | 2.0863 | -
| Pirapama II | 400 | PE | 1972-02-01 | 2042-12-01 | 11.9624 | -
| Piripiri | 335 | PI | 1973-08-01 | 2042-12-01 | 18.4409 | -
| Pituaçu | 400 | BA | 1983-03-01 | 2042-12-01 | 17.7692 | -
| Quixadá | 0 | CE | 2003-07-01 | 2042-12-01 | 3.4578 | -
| Quixerê | 0 | CE | 2014-11-01 | 2042-12-31 | 0.28266 | -
| Recife II | 2410 | PE | 1979-01-01 | 2042-12-01 | 79.4457 | -
| Ribeirão | 400 | PE | 1994-10-01 | 2042-12-01 | 15.7837 | -
| Rio Largo II | 300 | AL | 1962-12-01 | 2042-12-01 | 14.2259 | -
| Russas II | 300 | CE | 1982-11-01 | 2042-12-01 | 7.6945 | -
| Santa Cruz II | 165 | RN | 1963-03-01 | 2042-12-01 | 2.03 | -
| Santana dos Matos II | 50 | RN | 1975-11-01 | 2042-12-01 | 1.5619 | -
| Santo Antônio de Jesus | 301 | BA | 1997-03-01 | 2042-12-01 | 12.6369 | -
| São João do Piauí | 416.66 | PI | 1980-11-01 | 2042-12-01 | 25.9034 | -
| Sapeaçu | * |  |  |  | - | -
| Senhor do Bonfim II | 500 | BA | 1981-05-01 | 2042-12-01 | 6.4836 | -
| Sobradinho 500 kV | 900 | BA | 1979-10-01 | 2042-12-01 | 44.5087 | -
| Sobral II | 400 | CE | 1973-11-01 | 2042-12-01 | 13.118 | -
| Sobral III | 1200 | CE | 2000-04-01 | 2042-12-01 | 28.3419 | -
| Tacaimbó | 400 | PE | 1985-06-01 | 2042-12-01 | 15.3427 | -
| Tacaratú | 0 | PE | 2014-12-01 | 2042-12-31 | 0.28266 | -
| Teresina | 590 | PI | 1970-04-01 | 2042-12-01 | 24.9262 | -
| Teresina II | 900 | PI | 2000-05-01 | 2042-12-01 | 70.8717 | -
| Us. Funil |  |  |  |  | 1.991 | -
| Xingó 500 kV | 0 | SE | 1994-11-01 | 2042-12-01 | 39.1363 | -
| Zebu | 38.4 | AL | 1976-11-01 | 2042-12-01 | 1.3224 | -
| SE Elev. Usina Apolonio Sales (1) | 480 | AL | 1977-02-01 | 2042-12-01 | - | -
| SE Elev. Usina B. Esperança (1) | 280 | PI | 1970-03-01 | 2042-12-01 | - | -
| SE Elev. Usina de Funil (1) | 43.2 | BA | 1959-01-01 | 2042-12-01 | - | -
| SE Elev. Usina Luiz Gonzaga (1) | 1665 | PE | 1988-05-01 | 2042-12-01 | - | -
| SE Elev. Usina de Pedra (1) | 26.7 | BA | 1978-11-01 | 2042-12-01 | - | -
| SE Elev. Usina Paulo Afonso II (1) | 495 | BA | 1962-01-01 | 2042-12-01 | - | -
| SE Elev. Usina Paulo Afonso IV (1) | 2700 | BA | 1979-11-01 | 2042-12-01 | - | -
| SE Elev. Usina Paulo Afonso III (1) | 960 | BA | 1971-01-01 | 2042-12-01 | - | -
| SE Elev. Usina Paulo Afonso I (1) | 202.5 | BA | 1955-01-01 | 2042-12-01 | - | -
| SE Elev. Usina Xingó (1) | 3330 | SE | 1994-11-01 | 2042-12-01 | - | -
Furnas | ADRIANOPOLIS (2) | 3103.32 | RJ | 1970-11-01 | 1942-12-01 | 30.6004 | IPCA
| AGUA VERMELHA | 0 | MG | 2002-01-01 | 1942-01-01 | 3.3036 | IPCA
| AGUAS LINDAS | 0 | GO | 2014-03-01 | 1942-12-01 | 1.4178 | IPCA
| ANGRA FUR (2) | 1374.57 | RJ | 1971-04-01 | 1942-12-01 | 36.6442 | IPCA
| ARARAQUARA FURNAS | - | SP | 1976-04-01 | 1942-12-01 | 6.0279 | IPCA
| ATIBAIA 2 | 0 | SP | 2013-01-01 | 1942-12-01 | 0.24489 | IPCA
| BANDEIRANTES | 1433.33 | GO | 1972-10-01 | 1942-12-01 | 61.5679 | IPCA
| BARREIRO 1 | 0 | MG | 2013-01-01 | 2043-01-01 | 1.635 | IPCA
| BARRO ALTO | 216.32 | GO | 1982-03-01 | 1942-12-01 | 19.1378 | IPCA
| BRAS. GERAL | 300 | DF | 1960-02-01 | 1942-12-01 | 10.4975 | IPCA
| BRAS. SUL | 2175 | DF | 1973-03-01 | 1942-12-01 | 65.4591 | IPCA
| C. DOURADA | 0 | GO | 1986-01-01 | 2042-12-01 | 4.8261 | IPCA
| C. PAULISTA | 583.3 | SP | 1976-10-01 | 1942-12-01 | 25.9895 | IPCA
| CAMPINAS (2) | 2156.7 | SP | 1972-09-01 | 1942-12-01 | 26.5583 | IPCA
| CAMPOS (3) | 1183.33 | RJ | 1973-02-01 | 1942-12-01 | 41.205 | IPCA
| CORUMBA | 0 | GO | 1997-03-01 | 1942-12-01 | 8.5222 | IPCA
| ESTREITO | 0 | MG | 2013-01-01 | 1943-01-01 | 1.2959 | IPCA
| F.IGUACU 50HZ | 8812 | PR | 1982-12-01 | 1942-12-01 | 599.8717 | IPCA
| F.IGUACU 60HZ | 7156 | PR | 1982-12-01 | 1942-12-01 | 143.8067 | IPCA
| FUNIL | 0 | RJ | 1963-09-01 | 1942-12-01 | 3.2219 | IPCA
| FURNAS | 0 | MG | 1963-09-01 | 1942-12-01 | 7.7802 | IPCA
| GRAJAU | 2800 | RJ | 1979-12-01 | 1942-12-01 | 54.358 | IPCA
| GUARULHOS | - | SP | 1963-09-01 | 1942-12-01 | 9.7853 | IPCA
| GURUPI | - | TO | 1999-03-01 | 1942-12-01 | 24.1841 | IPCA
| IBIUNA | 12050.4 | SP | 1984-04-01 | 1942-12-01 | 131.5677 | IPCA
| IMBARIE | - | RJ | 1968-10-01 | 1942-12-01 | 1.5672 | IPCA
| IRIRI | - | RJ | 2009-10-01 | 1942-12-01 | 0.74059 | IPCA
| ITABERA | - | SP | 1982-09-01 | 1942-12-01 | 46.3834 | IPCA
| ITATIBA (4) | - | - | - | - | 0.39614 | -
| ITUMBIARA | 0 | MG | 1973-03-01 | 2020-02-01 | 68.667 | IPCA
| ITUTINGA | 0 | MG | 1967-04-01 | 1942-12-01 | 3.7644 | IPCA
| IVAIPORA | 11006 | PR | 1982-10-01 | 1942-12-01 | 115.4026 | IPCA
| JACAREPAGUA | 1275 | RJ | 1967-12-01 | 1942-12-01 | 32.2777 | IPCA
| L.C.BARRETO | 0 | SP | 1969-03-01 | 1942-12-01 | 13.5441 | IPCA
| MASCARENHA DE MORAES (5) | 0 | MG | 1956-12-01 | 2023-10-01 | 21.5788 | IPCA
| MACAE MERCHAN | - | RJ | 2001-11-01 | 1942-12-01 | 2.0383 | IPCA
| MARIMBONDO | 0 | MG | 1975-08-01 | 1942-12-01 | 10.4321 | IPCA
| MOGI |  |  |  |  | 2.3856
| MOGI CRUZES | 1166.66 | SP | 1964-03-01 | 1942-12-01 | 24.3801 | IPCA
| NIQUELANDIA | - | GO | 1999-10-01 | 1942-12-01 | 8.0154 | IPCA
| OURO PRETO 2 | 0 | MG | 2004-02-01 | 1942-12-01 | 5.1156 | IPCA
| PORTO COLOMBIA | 0 | MG | 1973-07-01 | 1942-12-01 | 8.526 | IPCA
| PARQUE EMAS | 0 | GO | 2013-11-01 | 1953-11-01 | 1.2046 | IPCA
| PIRINEUS | - | GO | 2006-11-01 | 1942-12-01 | 0.56311 | IPCA
| POCOS CALDAS (6) | 1796.7 | MG | 1963-09-01 | 1942-12-01 | 34.7965 | IPCA
| RIO CLARO | 0 | GO | 2013-11-01 | 1953-11-01 | 1.2046 | IPCA
| RIO VERDE FUR | 333.33 | GO | 1975-12-01 | 1942-12-01 | 15.4784 | IPCA
| ROCHA LEAO | - | RJ | 1972-12-01 | 1942-12-01 | 5.3219 | IPCA
| SERRA DA MESA | 0 | GO |  |  | 56.7713 | IPCA
| SAMAMBAIA | 5525 | DF | 1998-03-01 | 1942-12-01 | 97.0031 | IPCA
| SANTA CRUZ | 0 | RJ | 1967-06-01 | 1943-01-01 | 4.5852 | IPCA
| SAO GONCALO | 0 | RJ | 1977-06-01 | 1943-01-01 | 0.43049 | IPCA
| SAO JOSE (2) | 2800 | RJ | 1991-08-01 | 1942-12-01 | 61.0525 | IPCA
| TIJUCO PRETO | 19114.7 | SP | 1982-09-01 | 1942-12-01 | 164.3766 | IPCA
| UHE S.DA MESA | 0 | GO | 1998-03-01 | 1939-11-01 | 14.443 | IPCA
| USI CAMPOS | - | RJ | 1968-12-01 | 2027-07-01 | 2.656 | IPCA
| VENDA PEDRAS | - | RJ | 2013-01-01 | 1943-01-01 | 0.26806 | IPCA
| VIANA | 750 | ES | 2005-12-01 | 1942-12-01 | 5.4302 | IPCA
| VITORIA | 1113.4 | ES | 1978-11-01 | 1942-12-01 | 27.6892 | IPCA
| ZONA OESTE | 0 | RJ | 2009-06-01 | 1939-06-01 | 2.0017 | IPCA
Eletrosul | ALEGRETE | 83 | RS | 1971-05-01 | 1942-12-01 | 3.345 | IPCA
| ANASTACIO | 150 | MS | 1994-08-01 | 1942-12-01 | 3.8983 | IPCA
| ARAQUARI (HYOSUNG) | 0 | SC | 2013-01-01 | 1942-12-01 | 0.42401 | IPCA
| AREIA | 672 | PR | 1980-08-01 | 1942-12-01 | 18.1704 | IPCA
| ASSIS | 336 | SP | 1979-03-01 | 1942-12-01 | 6.0254 | IPCA
| ATLANTIDA 2 | 249 | RS | 2007-05-01 | 1942-12-01 | 3.8408 | IPCA
| BIGUACU | 600 | SC | 2008-04-01 | 1942-12-01 | 11.1161 | IPCA
| BLUMENAU | 1962 | SC | 1979-04-01 | 1942-12-01 | 33.1903 | IPCA
| C.MOURAO | 0 | PR | 2013-01-01 | 1942-12-01 | 1.9594 | IPCA
| C.NOVOS | 2466 | SC | 1982-09-01 | 1942-12-31 | 31.0807 | IPCA
| CAMPO GRANDE | 0 | SC | 1982-09-01 | 1942-12-01 | 3.2823 | IPCA
| CANOINHAS ESU | 450 | SC | 1988-02-01 | 1942-12-31 | 6.8212 | IPCA
| CAXIAS | 2016 | RS | 2001-12-01 | 1942-12-31 | 21.4229 | IPCA
| CAXIAS SUL 5 | 215 | RS | 2005-06-01 | 1942-12-31 | 4.6154 | IPCA
| CHARQUEADAS | 88 | RS | 1972-01-01 | 1942-12-31 | 3.8395 | IPCA
| CURITIBA | 1344 | PR | 1980-10-01 | 1942-12-31 | 24.051 | IPCA
| D.SANTA CRUZ | 0 | MS | 2013-01-01 | 1942-12-31 | 0.21806 | IPCA
| DESTERRO | 300 | SC | 2008-12-01 | 1942-12-31 | 4.8423 | IPCA
| DOURADOS | 300 | MS | 1987-11-01 | 1942-12-31 | 10.6369 | IPCA
| FARROUPILHA | 88 | RS | 1973-06-01 | 1942-12-31 | 5.4693 | IPCA
| FLORIANOPOLIS | 75 | SC | 1974-12-01 | 1942-12-31 | 2.8824 | IPCA
| FORQUILHINHA | 0 | SC | 2013-01-01 | 1942-12-31 | 0.55293 | IPCA
| FOZ DO CHAPECO | 0 | RS | 2015-04-29 | 1942-12-31 | - | IPCA
| GASPAR 2 | 0 | SC | 2016-09-30 | 1942-12-31 | 1.7216 | IPCA
| GRAVATAI | 2016 | RS | 1982-09-01 | 1942-12-31 | 31.088 | IPCA
| GRAVATAI 2 | 0 | RS | 2013-01-01 | 1942-12-31 | 1.1951 | IPCA
| GRAVATAI 3 | 165 | RS | 2007-11-01 | 1942-12-31 | 3.2489 | IPCA
| ILHOTA | 100 | SC | 1976-12-01 | 1942-12-31 | 5.6546 | IPCA
| IMBITUBA | 0 | SC | 2016-02-06 | 1942-12-31 | 0.023154 | IPCA
| ITA | 0 | SC | 1965-03-01 | 1942-12-31 | 12.611 | IPCA
| ITAJAI | 600 | SC | 2002-01-01 | 1942-12-31 | 7.0159 | IPCA
| IVAIPORA | 0 | PR | 1982-05-01 | 1942-12-31 | 13.0671 | IPCA
| J.LACERDA-A | 399.8 | SC | 1965-03-01 | 1942-12-31 | 8.9013 | IPCA
| J.LACERDA-B | 0 | SC | 1979-06-01 | 1942-12-31 | 4.8192 | IPCA
| JOINV.NORTE | 600 | SC | 2009-06-01 | 1942-12-31 | 11.6077 | IPCA
| JOINVILLE | 691 | SC | 1974-11-01 | 1942-12-31 | 14.4967 | IPCA
| JOINVILLE GM | 0 | SC | 2012-05-20 | 1942-12-31 | 0.99461 | IPCA
| JOINVILLE SANTA CATARINA | 0 | SC | 2015-10-20 | 1942-12-31 | 1.3471 | IPCA
| L.GRANDE | 0 | RS | 2013-01-01 | 1942-12-31 | 0.69307 | IPCA
| LONDRINA ESU | 1344 | PR | 1988-04-01 | 1942-12-31 | 16.9292 | IPCA
| MACHADINHO | 0 | SC | 2013-01-01 | 1942-12-31 | 1.0207 | IPCA
| MARINGA | 0 | PR | 2013-01-01 | 1942-12-31 | 0.26993 | IPCA
| MONTE CLARO | 0 | RS | 2013-01-01 | 1942-12-31 | 0.69926 | IPCA
| NOVA ANDRADINA | 0 | MS | 2016-07-20 | 1942-12-31 | 1.1241 | IPCA
| NOVA PRATA 2 | 0 | RS | 2015-09-25 | 1942-12-31 | 1.3205 | IPCA
| NOVA STA RITA | 2016 | RS | 2009-08-01 | 1942-12-31 | 24.6843 | IPCA
| OSORIO 2 | 0 | RS | 2013-01-01 | 1942-12-31 | 0.70366 | IPCA
| PAL.PINHEIRA | 0 | SC | 2016-02-06 | 1942-12-31 | 0.94638 | IPCA
| PALHOCA ESU | 384 | SC | 1984-01-01 | 1942-12-31 | 9.8166 | IPCA
| PASSO FUNDO | 168 | RS | 1992-11-01 | 1942-12-31 | 7.703 | IPCA
| S. OSORIO | 33.3 | PR | 1975-10-01 | 1942-12-31 | 4.8844 | IPCA
| S.SANTIAGO | 15 | PR | 1980-11-01 | 1942-12-31 | 7.7227 | IPCA
| SANTO ANGELO | 2016 | RS | 1999-12-01 | 1942-12-31 | 26.1726 | IPCA
| SIDEROPOL.ESU | 352 | SC | 1975-04-01 | 1942-12-31 | 7.4905 | IPCA
| TAPERA 2 | 249 | RS | 2005-03-01 | 1942-12-31 | 5.727 | IPCA
| TIJUCAS | 0 | SC | 2012-11-20 | 1942-12-31 | 0.8452 | IPCA
| U.MIMOSO | 0 | MS | 2013-01-01 | 1942-12-31 | 0.70643 | IPCA
| XANXERE ESU | 600 | SC | 1986-06-01 | 1942-12-31 | 5.8898 | IPCA
(1) SS Elev. Usina Apolonio Sales, SS Elev. Usina B. Esperança, SS Elev. Usina de Funil, SS Elev. Usina Luiz Gonzaga, SS Elev. Usina de Pedra, SS Elev. Usina Paulo Afonso II, SS Elev. Usina Paulo Afonso IV, SS Elev. Usina Paulo Afonso III, SS Elev. Usina Paulo Afonso I, SS Elev. Usina Xingó are not part of the transmission contracts. Enterprises which do not have AAR.
(2) Corrected value
(3) It is part of Contract 062/2001. Referring to the enterprise associated with SS CAMPOS, ONS issued TLD ONS / 201/11/2018 and TLD ONS / 200/11/2018, recognizing the beginning of commercial operation on November 5, 2018.
(4) Corresponding to two 500 kV line inputs.
(5) Concerning the venture associated with SS MASCARENHAS DE MORAES, ONS issued TLD ONS/259/12/2018 and TLD ONS/258/12/2018 , recognizing the beginning of commercial operation on December 17, 2018.
(6) An AT02 unit (50 MVA) failed and was disposed of.
III.4.2 Substation – Enterprises not renewed under 12,783/13 law terms
Eletrobras Companies | SS | Transformation Capacity (MVA) | Location (State) | Beginning of Operation | End of Concession | AAR em 06.30.19 (R$ Million) | Readjustment Index
Eletronorte | ABUNA | - | RO | - | - | 2.4733 | 1.029%
| ARARAQUARA 2 | 3505.2 | SP | 2013-03-01 | 2039-02-01 | 120.0332 | 1.029%
| ARIQUEMES | - | RO | - | - | 1.7229 | 1.029%
| BALSAS | 200 | MA | 2011-12-01 | 2039-01-01 | 3.7014 | 1.029%
| COLETORA PORTO VELHO - CC 010/2009 - BtB | 1648.4 | RO | 2013-03-01 | 2039-02-26 | 74.4895 | 1.029%
| COLETORA PORTO VELHO - CC 012/2009 - CA | 3790 | RO | 2013-03-01 | 2039-02-26 | 126.6912 | 1.029%
| JAURU | - | RO | - | - | 1.2607 | 1.029%
| JI-PARANA | - | RO | - | - | 1.7229 | 1.029%
| JORGE TEIXEIRA - CC 009/2010 | - | AM | - | - | 1.1007 | 1.029%
| JORGE TEIXEIRA - CC 014/2012 | - | AM | - | - | 0.40233 | 1.029%
| LECHUGA - CC 009/2010 | - | AM | 2015-03-31 | 2042-05-01 | 1.1007 | 1.029%
| LECHUGA - CC 014/2012 | 450 | AM | 2015-03-31 | 2042-05-01 | 6.8861 | 1.029%
| LUCAS RIO VERDE | 75 | MT | 2013-04-01 | 2041-06-01 | 2.7909 | 1.029%
| MIRAMAR | 450 | PA | 2016-04-22 | 2046-04-22 | 3.9015 | 1.029%
| MIRANDA II (ATR1 e ATR2) - CC 002/2009 | 900 | MA | 2010-11-01 | 2039-01-01 | 17.0536 | 1.029%
| NOBRES | 200 | MT | 2013-09-01 | 2041-12-01 | 1.9032 | 1.029%
| PIMENTA BUENO | - | RO | - | - | 1.7229 | 1.029%
| PORTO VELHO - CC 010/2009 | - | RO | 2013-03-01 | 2039-02-01 | 0.62124 | 1.029%
| PORTO VELHO - CC 021/2009 | - | RO | 2013-03-01 | 2039-02-01 | 0.5197
| PORTO VELHO - CC 022/2009 | - | RO | 2013-03-01 | 2039-02-01 | 0.53219 | 1.029%
| RIB.GONCALVES | 650 | MA | 2011-12-01 | 2039-01-01 | 12.7398 | 1.029%
| RIO BRANCO 1 (EX RBTE) - No transformer in this SS | - | AC | 2011-10-01 | 2039-11-01 | 6.7231 | 1.029%
| SAMUEL | - | RO | - | - | 1.0394 | 1.029%
| SAO LUIS II | - | MA | - | - | 0.24139 | 1.006%
| SAO LUIS III | 300.3 | MA | 2010-05-01 | 2038-03-01 | 5.4927 | 1.14%
| TUCURUI | 300 | PA | 2014-12-01 | 2041-12-01 | 2.0857 | 1.029%
| VILHENA - No transformer in this SS | - | RO | - | - | 6.0886 | 1.029%
Chesf | Acaraú II | 200 | CE | 2014-04-01 | 2040-11-01 | 4.0322 | IPCA
| Açu II | * | RN | 1989-11-01 | 2042-12-01 | 0.35843 | -
| Aquiraz II | - | CE | 2013-12-01 | 2043-12-01 | 0.0013436 | IPCA
| Arapiraca III | 200 | AL | 2013-06-01 | 2040-10-01 | 9.7058 | IPCA
| Bom Jesus da Lapa II | 0 | BA | 2015-12-01 | 2040-11-23 | 0.2076 | IPCA
| Brumado II | 0 | BA | 2010-08-01 | 2037-06-14 | 0.34014 | IPCA
| Camaçari IV | * | BA | 2012-11-01 | 2040-07-01 | 10.6406 | IPCA
| Campina Grande III (1) | 0 | PB | 2015-12-01 | 2041-10-13 | -
| Casa Nova II | 180 | BA | 2017-11-01 | 2037-12-01 | -
| Ceará Mirim II | 0 | RN | 2014-09-01 | 2044-09-01 | 0.38339
| Coremas | * | PB | 1990-12-01 | 2042-12-01 | 0.2606
| Extremoz II | 0 | RN | 2014-02-01 | 2040-11-01 | 4.411 | IPCA
| Garanhuns II (1) | 0 | PE | 2015-12-01 | 2041-12-09 | -
| Ibiapina II (2) | 200 | PI | 2016-09-01 | 2041-08-01 | 3.4756 | IPCA
| Ibicoara | * | BA | 2011-01-01 | 2037-06-01 | 6.0239 | IPCA
| Igaporã | 450 | BA | 2014-06-01 | 2040-11-01 | 11.9894 | IPCA
| Igaporã III | 3000 | BA | 2015-12-01 | 2042-06-01 | 33.804 | IPCA
| Irecê | * | BA | 1981-09-01 | 2042-12-01 | 0.34859
| Jaboatão II | 300 | PE | 2018-05-01 | 2048-05-01 | 4.4868
| Ourolândia | - | BA | 2018-05-02 | 2048-05-02 | - | -
| Jardim | * | SE | 1979-08-01 | 2042-12-01 | 0.30782 | IPCA
| João Câmara II | * | RN | 2014-02-01 | 2040-11-01 | 7.5251 | IPCA
| Lagoa Nova II | 450 | RN | 2015-12-01 | 2041-10-01 | 5.6264
| Milagres | * | CE | 1964-01-01 | 2042-12-01 | 1.3139 | IPCA
| Mirueira II | 300 | PE | 2016-04-01 | 2042-06-01 | 5.7428 | IPCA
| Morro do Chapéu | 150 | BA | 2017-07-01 | 2041-10-01 | 3.4551
| Mossoró II | * | RN | 1977-01-01 | 2042-12-01 | 0.38339 | IPCA
| Mossoró IV | 100 | RN | 2017-10-01 | 2042-06-01 | 3.3402 | IPCA
| Natal III | 450 | RN | 2012-08-01 | 2039-08-01 | 8.7604
| Paraíso | * | RN | 2004-02-01 | 2042-12-01 | 0.74214
| Paulo Afonso III | * | AL | 1974-03-01 | 2042-12-01 | 0.95883
| Pecém II (1) | 0 | CE | 2013-10-01 | 2043-10-01 | -
| Penedo | * | AL | 1997-05-01 | 2042-12-01 | 1.4238
| Teixeira de Freitas II (3) | 200 | BA |  |  | 4.7281
| Barreiras II (3) |  |  |  |  | 0.30962
| Eunápolis (3) |  |  |  |  | 0.77032
| Maceió II | 400 | AL | 2012-05-09 | 2042-05-10 | 4.9933
| Nossa Senhora do Socorro | 300 | SE | 2012-05-09 | 2042-05-10 | 5.5288
| Picos | * | PI | 1992-07-01 | 2042-12-01 | 0.80021 | IPCA
| Pindaí II | 300 | BA | 2015-12-01 | 2042-06-01 | 4.1553
| Pirapama II | * | PE | 1972-02-01 | 2042-12-01 | 0.6403 | IPCA
| Polo | 300 | BA | 2016-04-01 | 2040-10-01 | 3.0689 | IPCA
| Santa Rita II | 450 | PB | 2012-07-01 | 2039-08-01 | 7.8308
| Sapeaçu | * | BA | 2003-05-01 | 2042-12-31 | 1.0547 | IPCA
| Senhor do Bonfim II | * | BA | 1981-05-01 | 2042-12-01 | 0.028848 | IPCA
| Sobral III | * | CE | 2000-04-01 | 2042-12-01 | 0.33727
| Suape II | 1200 | PE | 2012-12-01 | 2039-01-01 | 13.2652 | IPCA
| Suape III | 300 | PE | 2012-07-01 | 2039-01-01 | 4.7547
| Tabocas do Brejo Velho (4) | 0 | BA | 2017-06-01 | 2047-06-01 | - | IPCA
| Tauá II | 202 | CE | 2007-12-01 | 2035-03-01 | 15.175 | IPCA
| Teresina II | * | PI | 2000-05-01 | 2042-12-01 | 0.90836 | IPCA
| Teresina III | 600 | PI | 2017-10-01 | 2041-12-01 | 7.4903 | IPCA
| Touros | 150 | RN | 2017-05-01 | 2042-06-01 | 3.5234
| Zebu II | 200 | AL | 2012-07-01 | 2039-08-01 | 5.1513
| SS Elev. Usina de Curemas (5) | 4.2 | PB | 1968-01-01 | 2024-11-01 | - | -
| SS Elev. Usina de Sobradinho (5) | 1199.97 | BA | 1979-10-01 | 2022-02-01 | - | -
| SS Elev. Usina de Sobradinho (5) | 1199.97 | BA | 1979-10-01 | 2022-02-01 | - | -
| SS Elev. Usina Term. Camaçari (5) | 400 | BA | 1978-09-01 | 2027-08-01 | - | -
Furnas | B.DESPACHO 3 (LT B.DESPACHO3-O.PRETO2) CCO-2009-003 RB) | - | MG | 2009-01-28 | 2039-01-28 | 1.6665 | IPCA
| BATEIAS (LT IBIÚNA-BATEIAS) CCO-2001-034-RB) | - | PR | 2001-05-09 | 2031-05-09 | 7.4867 | IGPM
| CAMPOS (LT MACAÉ-CAMPOS) CCO-2005-006 RB) | - | RJ | 2005-05-04 | 2035-05-04 | 1.8197 | IGPM
| IBIUNA (LT IBIÚNA-BATEIAS) CCO-2001-034-RB) | 2250 | SP | 2001-05-09 | 2031-05-09 | 63.221 | IGPM
| ITAPETI (LT T.PRETO-ITAPETI-NORD) CCO-2006-007-RB) | - | SP | 2006-04-27 | 2036-04-27 | 5.1103 | IPCA
| MACAE MERCHAN (LT MACAÉ-CAMPOS) CCO-2005-006 RB) | - | RJ | 2005-05-04 | 2035-05-04 | 2.4174 | IGPM
| NORDESTE (LT T.PRETO-ITAPETI-NORD) CCO-2006-007-RB) | - | SP | 2006-04-27 | 2036-04-27 | 1.7034 | IPCA
| OURO PRETO 2 (LT B.DESPACHO3-O.PRETO2) CCO-2009-003 RB) | - | MG | 2009-01-28 | 2039-01-28 | 0.69142 | IPCA
| TIJUCO PRETO (LT T.PRETO-ITAPETI-NORD) CCO-2006-007-RB) | - | SP | 2006-04-27 | 2036-04-27 | 4.0413 | IPCA
| ZONA OESTE (CCO-2012-016-RB) | 1200 | RJ | 2012-05-10 | 2042-05-10 | 8.8887 | IPCA
| PIRINEUS | - | GO | - | - | 0.47466 | IPCA
| XAVANTES | - | GO | - | - | 0.47466 | IPCA
| LINHARES (6) | 150 | ES | 2018-08-14 | 2040-07-11 | 4.1224 | IPCA
| U. MASCARENHAS | - | ES | 2018-08-14 | 2040-07-11 | 0.40784 | IPCA
Amazonas G&T (7) | CRIST. ROCHA | - | AM | 2016-11-06 | without defitinion | 0.68765 | -
| JORGE TEIXEIRA | 300 | AM | 2014-05-28 | without defitinion | 11.6461 | -
| LECHUGA | - | AM | 2014-08-24 | without defitinion | 3.5996 | -
| MANAUS | 450 | AM | 1989-02-09 | without defitinion | 12.8031 | -
| MAUA III | 600 | AM | 2014-05-30 | without defitinion | 12.4642 | -
| PRES FIGUEIREDO | 15 | AM | 1998-09-13 | without defitinion | 0.9143 | -
| UHE BALBINA | - | AM | 1989-02-09 | without defitinion | 0.77598 | -
Eletrosul | ABDON BATISTA | 0 | SC | 2015-01-25 | 1935-03-01 | 0.46252 | IGPM
| BIGUACU | 2016 | SC | 2008-04-01 | 1935-03-01 | 42.8502 | IGPM
| BLUMENAU | 0 | SC | 1979-04-20 | 1935-03-01 | 5.8405 | IGPM
| C.NOVOS | 0 | SC | 1982-09-11 | 1935-03-01 | 7.9641 | IGPM
| CASCAVEL OEST | 0 | PR | 2005-10-31 | 2034-02-18 | 5.7388 | IGPM
| CAXIAS SUL 6 | 330 | RS | 2012-08-01 | 1940-10-01 | 4.3768 | IPCA
| CV URUGUAIANA | 239.7 | RS | 1994-09-01 | 2021-07-01 | 10.2752 | IPCA
| FOZ DO CHAPECO | 150 | RS | 2012-12-01 | 1941-06-01 | 5.0337 | IPCA
| GARIBALDI 1 | 0 | RS | 2013-05-08 | 2040-10-06 | 0.52189 | IPCA
| GUARITA | 0 | RS | 1977-05-01 | 1941-06-01 | 0.10924 | IPCA
| IJUI 2 | 166 | RS | 2013-04-01 | 1940-10-01 | 3.6266 | IPCA
| IVAIPORA | 0 | PR | 1982-05-03 | 2034-02-18 | 11.0018 | IGPM
| IVINHEMA 2 | 300 | MS | 2016-01-01 | 1944-01-01 | 3.3962 | IPCA
| L.GRANDE | 150 | RS | 2012-11-01 | 1940-10-01 | 3.4867 | IPCA
| MISSOES | 150 | RS | 2010-11-01 | 1939-01-01 | 5.509 | IPCA
| MONTE CLARO | 0 | RS | 2004-09-27 | 2040-10-06 | 0.54476 | IPCA
| N. PETROPOLIS 2 | 166 | RS | 2012-11-01 | 1940-10-01 | 4.1872 | IPCA
| NOVA STA RITA - AMPLIAÇÃO | 672 | RS | 2013-12-01 | 2036-04-27 | 5.1123 | IPCA
| PRE.MEDICI | 0 | RS | 2008-03-17 | 2038-03-17 | 0.37745 | IPCA
| S.SANTIAGO | 0 | PR | 1980-12-01 | 2034-02-18 | 5.2712 | IGPM
| SANTA CRUZ 1 | 0 | RS | 1999-12-23 | 2038-03-17 | 0.32244 | IPCA
| XANXERE | 0 | SC | 1975-10-11 | 1941-06-01 | 0.21848 | IPCA
(1) The substations of Aquiraz II, Campina Grande III, Ceará Mirim II, Garanhuns II, Pecém II belong to SPE in which Chesf has equipment installed in at least one line input or with Operation and / or Maintenance support. Chesf has no associated RAP.
(2) Although energized, the reported income of SE Ibiapina is still expected since it has not yet started commercial operation.
(3) Enterprises in operation in the current quarter.
(4) The Tabocas do Brejo Velho substation is under donation process to Chesf by Enel Green Power. AAR has not yet been defined.
(5) The Subtations: Elev. Plant of Curemas, SE Elev. Sobradinho Plant, SE Elev. Term Plant. Camaçari are not part of the transmission contracts. These enterprises do not have right to AAR.
(6) 50 MVAs reserve not added according to DTEI guidance.
(7) With respect to the portion referring to the revenue of the basic network and the basic border network, we have to inform that there is an adjustment installment of R$ -19.5 million which will be discounted in the 2018-2019 cycle. This "PA Calculation" adjustment portion compensates for the deficit or the surplus of collection that occurred within the scope of the calculation performed by the ONS in the 2017-2018 cycle. As a result, the estimated AAR amount of R $ 48,503,006.28 will be discounted to R$ 19,487,798.14, with AmGT receiving only R$ 29,015,208.14 diluted in 12 installments (cycle 2018-2019). Addition of works REA 6188/2017 (Transformer 3 and 4 of SS Jorge Teixeira) and REA 6232/2017 (Transformer 4 of SS Manaus), both with TLDs not issued in time for the annual review of the RAP in mid-2019.
* These substations with MVA value in "Substations - Enterprises renewed under the terms of Law 12,783/13" are also listed here because they have their own AAR and O&M.

## Employees
IX. Employees - Effective Headcount
IX.1 By Department
Eletrobras companies | Administrative | Operational | Total
Holding | 747 | 0 | 747
Cepel | 56 | 254 | 310
Eletronorte | 1099 | 1558 | 2657
Chesf | 1209 | 2514 | 3723
Furnas | 861 | 2081 | 2942
Eletronuclear | 361 | 1342 | 1703
Eletrosul | 415 | 660 | 1075
CGTEE | 51 | 287 | 338
Amazonas GT | 90 | 328 | 418
Itaipu Binacional | 976 | 365 | 1341
Eletropar | 5 | 0 | 5
Total | 5870 | 9389 | 15259
IX.2 Complementary Workforce
Eletrobras companies | 1Q19 | 2Q19
Holding | - | -
Cepel | - | -
Eletronorte | - | -
Chesf | - | -
Furnas | 1046 | 1045
Eletronuclear | - | -
Eletrosul | - | -
CGTEE | 140 | 140
Amazonas GT | 15 | 15
Itaipu Binacional | - | -
Eletropar | - | -
Total | 1201 | 1200

## Total Investments Budget
VI. Investments Eletrobras Companies
VI.1 Total Investment – R$ Million
Generation - Expansion | 1Q19 | 2Q19 | 2019 Budget
Eletrobras | - | - | 0
Eletronorte | 0.052556 | 0.099714 | 11.984
Chesf | 0.70725 | 1.644 | 75.6537
Furnas | 16.0171 | 26.3654 | 266.1421
Eletronuclear | 21.3161 | 19.348 | 889.6905
Eletrosul | - | - | 5.1087
CGTEE | - | - | 0
Amazonas GT | - | - | 0
Generation - Maintenance | 1Q19 | 2Q19 | 2019 Budget
Eletrobras | - | - | 0
Eletronorte | 1.5771 | 1.0116 | 17.4508
Chesf | 5.9335 | 14.321 | 179.6248
Furnas | 5.3148 | 13.5768 | 78.8993
Eletronuclear | 23.8743 | 58.8529 | 315.5794
Eletrosul | 0.19563 | 0.40577 | 12.9651
CGTEE | 128.8522 | 32.895 | 300.4364
Amazonas GT | 0.40319 | 0.15508 | 19.571
Generation – Partnership Investments | 1Q19 | 2Q19 | 2019 Budget
Eletrobras | - | 6.86 | 45
Eletropar | - | - | 0
Eletronorte | 49.784 | 28.8944 | 76.355
Chesf | 56.3553 | 71.4956 | 314.181
Furnas | 3 | 15.8838 | 24.255
Eletrosul | 10.4 | 27.2838 | 194.0729
Transmission - Expansion | 1Q19 | 2Q19 | 2019 Budget
Eletrobras | - | - | 0
Eletronorte | 11.2609 | 15.389 | 168.5861
Chesf | 38.2079 | 97.5901 | 750.0862
Furnas | 54.0717 | 21.1515 | 373.4178
Eletrosul | 6.2481 | 11.5817 | 109.6619
Amazonas GT | 3.3058 | 4.6423 | 9.359
Transmission - Maintenance | 1Q19 | 2Q19 | 2019 Budget
Eletrobras | - | - | 0
Eletronorte | 4.0455 | 14.2676 | 63.4639
Chesf | 4.4353 | 21.4159 | 407.9185
Furnas | - | 39.041 | 259.0274
Eletrosul | 0.009918 | 0.31506 | 4.89
Amazonas GT | - | - | 0
Transmission – Partnership Investments | 1Q19 | 2Q19 | 2019 Budget
Eletrobras | - | - | 0
Eletropar | - | - | 0
Eletronorte | - | - | 329.3905
Chesf | - | - | 40
Furnas | 39.92 | 0 | 0
Eletrosul | 0.19512 | 0.19512 | -
Others (1) | 1Q19 | 2Q19 | 2019 Budget
Eletrobras | 0.10454 | 0.084202 | 7.844
Eletropar | - | - | 0
Eletronorte | 0.76372 | 1.6134 | 42.5836
Chesf | 8.0813 | 7.2456 | 132.0359
Furnas | 11.7238 | 21.4096 | 98.7353
Eletronuclear | 3.2177 | 0.26415 | 26.3523
Eletrosul | 3.6484 | 1.9643 | 46.09
CGTEE | - | - | 0
Amazonas GT | 1.4931 | 0.48701 | 8.7412
(1) Others are: Environmental quality, infrastructure, "Luz Para Todos" (Light For All Program) and technological development.

## Invest Integral Gener
VI.2 New Investments
VI.2.1 Generation
VI.2.1.1 Integral Responsibility
Eletrobras Companies | Plant | Location (State) | Investiment (R$ Million) |  | Installed Capacity (MW) | Energy Assured (MW Average) | Beginning of Operation | Beginning of Construction | End of Concession | RCE |  | FCE
|  |  | Total | Realized | [5 empty] | MW Avg | Avg Price (R$/MWh) | MW Avg
Chesf (1) (2) (3) | WPP Casa Nova I | BA | 800 | 689.07 | 180 | - | - | 2012-05-01 | - | - | - | -
Eletronuclear (4) (5) (6) | Angra 3 | RJ | 21223.2 | 7033.1 | 1405 | - | 2026-01-01 | 2009-11-01 | 2065-12-01 | - | - | -
Furnas (7) (8) (9) | TPP Mauá 3 | RJ | 677 | 117.7257 | 150 | - | 2021-04-01 | 2018-04-01 | - | - | - | -
(1) Enterprise participated in Auction 007/2010, but the grant was not obtained because LP was questioned by EPE.
(2) Construction paralyzed, due to the judicial reorganization of the leading company of Consórcio Construtora (up to the present moment). The strategy underway is to subdivide Casa Nova I (180 MW) into 7 parks (Casa Nova A, B, ... G). For the Casa Nova A and Casa Nova B conclusion (18 x 1.5 MW = 27 MW), which is in a more advanced stage of construction, it is in the due diligence process to raise the missing items to conclude the hiring phase. In September / 2018 the preliminary report on due diligence was delivered. The final Commercial Technical Report is expected to be delivered in October / 2018, including the scope and budget for completing parks A and B. The current forecast is for park A to be started in 2018 and completed in 2019 and park B to be initiated in 2019 and completed in 2020. For the wind farms Casa Nova C, D, E, F and G, the predictions are that they be concluded via SPEs, after the Public Call for the selection of partners.
(3) Wind farm project without grants and not-traded energy
(4) On December 1, 2018, the direct cost budget approved by the Executive Board, in accordance with RDE 1434.002/18 of 11/06/2018, is R $ 21,223.2 billion, of which R $ 6,932.7 billion are realized. The indirect costs added to the enterprise are those legally allowed, such as: internal engineering, administration, capitalized financial charges, etc. CNPE Resolution No. 14, dated 10.09.2018 - D.O.U dated 10.23.2018, changed the reference price of Plant 3 tariff to the amount of R $ 480.00 / MWh and determined a series of procedures for the viability of the Enterprise.
(5) The go live date changed to 01/01/2026 according to RDE 1434.002 / 18 of 11/06/2018.
(6) No operating license for Angra 3. It is considered 40 years from 01.01.2026 by analogy with Angra 2.
(7) The capacity of 500 MW excludes GUs 3 and 4, whose commercial operation is temporarily suspended by Aneel, according to Order No. 3,263/19. However, it includes the capacity of 150 MW not yet available due to the delay in expansion works. In the end, GUs 11 and 21 will operate in a cycle combined with UGs 1 and 2. The physical guarantee (assured energy) of 401.2 MW is related to the installed capacity of 500 MW.
(8) Investment amounts are in country currency.
(9) The Santa Cruz Plant had 351 MW average traded in the RCE at the 5th Energia Nova Auction. However, through the Energia Nova MCSD, contracts were reduced by 30% from 2018 (245.7 MW avg) - being fully serviced by current units in commercial operation. Thus, the Assured Energy related to the combined cycle is not contracted.

## SPE's Generation
VI.2.1.2 Special Purpose Entities
SPE | Plant | Eletrobras Companies (%) | Location (State) | Installed Capacity (MW) | Percentage | Energy Assured (MW) | Beginning of Operation | Beginning of Construction | End of Concession | Investment (R$ Million) |  | Working Schedule (%) | Partners | RCE |  | FCE
[10 empty] | Total | Realized |  |  | MW Average | Price Avg (R$/MWh) | MW Average
Norte Energia S.A. (1) | UHE Belo Monte | Eletronorte (19,98%) Chesf (15%) Eletrobras Holding (15%) | PA | 11233.1 | 15 | 4571 | 2016-04-01 | 2011-08-01 | 1945-08-01 | 42342.5364 | 42342.5364 | 98.05% | Eletrobras Holding (15,00%) Chesf (15,00%) Eletronorte (19,98%) Privados (50,02%) | 70 | 129.11 | 30
Cia. Energética Sinop S.A. | UHE Sinop | Eletronorte (24,5%) Chesf (24,5%) | MT | 401.88 | 24.5 | 242.8 | 2019-08-01 | 2014-03-01 | 1949-02-01 | 3947.64 | 3165.05 | 99.98% | Chesf (24,5%) Eletronorte (24,5%) EDFNF (51,00%) | 88.9% | 127.3 | 11.1%
Acauã Energia S.A. | UEE Acauã | Chesf (99,93%) | BA | 6 | 0.245 | 3.1 | 2019-08-01 | 2015-04-01 | 1949-04-01 | 47.26 | 47.26 | 87.3% | Sequóia (0,00668%) | - | - | -
Angical 2 Energia S.A. | UEE Angical 2 | Chesf (99,96%) | BA | 10 | 99.93 | 5.1 | 2019-08-01 | 2015-04-02 | 1949-04-01 | 73.08 | 67.61 | 91.2% | Sequóia (0,04%) | - | - | -
Arapapá Energia S.A. | UEE Arapapá | Chesf (99,9%) | BA | 4 | 99.96 | 2.2 | 2019-12-01 | 2015-04-03 | 1949-04-01 | 35.327 | 35.052 | 85.8% | Sequóia (0,1%) | - | - | -
Caititu 2 Energia S.A. | UEE Caititu 2 | Chesf (99,96%) | BA | 10 | 99.9 | 5.1 | 2019-09-01 | 2015-04-04 | 1949-04-01 | 69.765 | 69.765 | 85.3% | Sequóia (0,04%) | - | - | -
Caititu 3 Energia S.A. | UEE Caititu 3 | Chesf (99,96%) | BA | 10 | 99.96 | 4.7 | 2019-10-01 | 2015-04-05 | 1949-04-01 | 68.195 | 68.195 | 85.3% | Sequóia (0,04%) | - | - | -
Carcará Energia S.A. | UEE Carcará | Chesf (99,96%) | BA | 10 | 99.96 | 4.6 | 2019-11-01 | 2015-04-06 | 1949-04-01 | 74.35 | 73.2 | 85.2% | Sequóia (0,04%) | - | - | -
Corrupião 3 Energia S.A. | UEE Corrupião 3 | Chesf (99,96%) | BA | 10 | 99.96 | 4.2 | 2019-11-01 | 2015-04-07 | 1949-04-01 | 72.205 | 70.54 | 85.2% | Sequóia (0,04%) | - | - | -
Teiú 2 Energia S.A. | UEE Teiú 2 | Chesf (99,95%) | BA | 8 | 99.95 | 4.2 | 2019-12-01 | 2015-04-08 | 1949-04-01 | 56.02 | 56.02 | 85.8% | Sequoia (0,05%) | - | - | -
Coqueirinho 2 Energia S.A. (2) | UEE Coqueirinho 2 | Chesf (99,98%) | BA | 16 | 99.98 | 7.4 | 2019-08-01 | 2015-04-09 | 1949-05-01 | 119.695 | 117.065 | 92.2% | Sequóia (0,0238%) | - | - | -
Papagaio Energia S.A. | UEE Papagaio | Chesf (99,96%) | BA | 10 | 99.96 | 4.9 | 2019-08-01 | 2015-04-10 | 1949-05-01 | 75.955 | 75.955 | 87.3% | Sequóia (0,04%) | - | - | -
Tamanduá Mirim 2 Energia S.A. (2) | UEE Tamanduá Mirim 2 | Chesf (83,01%) | BA | 16 | 83.01 | 7.4 | 2019-09-01 | 2015-04-11 | 1949-06-01 | 128.92 | 126.0448 | 84.5% | Sequóia (16,99%) | - | - | -
Central Geradora Eólica Famosa I S.A. (3) (4) | Famosa I | Furnas (49%) | RN | 22.5 | 49 | 11.1 | - | - | mai/47 | - | - | - | PF Participações (51,00%) | 0 | 0 | 0
Central Geradora Eólica Pau Brasil S.A. (3) (4) | Pau Brasil | Furnas (49%) | CE | 15 | 49 | 7.7 | - | - | mar/47 | 0 | 0 | 0 | PF Participações (51,00%) | 0 | 0 | 0
Central Geradora Eólica Rosada S.A. (3) (4) | Rosada | Furnas (49%) | RN | 30 | 49 | 13.4 | - | - | 1948-05-01 | 0 | 0 | 0 | PF Participações (51,00%) | 0 | 0 | 0
Central Geradora Eólica São Paulo S.A. (3) (4) | São Paulo | Furnas (49%) | CE | 17.5 | 49 | 8.1 | - | - | mar/47 | 0 | 0 | 0 | PF Participações (51,00%) | 0 | 0 | 0
Energia dos Ventos V S.A. (4) (*) | São Januário | Furnas (100%) | CE | 21 | 100 | 9 | 2019-11-01 | 2019-07-01 | 1947-07-01 | 751.5 | 43.4409 | 40.1% | 0 | 1 | 161 | 0
Energia dos Ventos VI S.A. (4) (*) | Nossa Senhora de Fátima | Furnas (100%) | CE | 30 | 100 | 12.8 | 2019-11-01 | 2019-05-01 | 1947-08-01 | 751.5 | 65.3211 | 40.1% | 0 | 1 | 162 | 0
Energia dos Ventos VII S.A. (4) (*) | Jandaia | Furnas (100%) | CE | 27 | 100 | 14.1 | 2019-11-01 | 2019-06-01 | 1947-08-01 | 751.5 | 58.7373 | 40.1% | 0 | 1 | 162 | 0
Energia dos Ventos VIII S.A. (4) (*) | São Clemente | Furnas (100%) | CE | 21 | 100 | 9.3 | 2019-11-01 | 2019-02-01 | 1947-07-01 | 751.5 | 49.8475 | 40.1% | 0 | 1 | 162 | 0
Energia dos Ventos IX S.A. (4) (*) | Jandaia I | Furnas (100%) | CE | 24 | 100 | 9.9 | 2019-11-01 | 2019-04-01 | 1947-07-01 | 751.5 | 61.3384 | 40.1% | 0 | 1 | 161 | 0
Bom Jesus Eólica S.A. (3) (4) | Bom Jesus | Furnas (49%) | CE | 18 | 49 | 8.1 | - | - | 1949-04-01 | 0 | 0 | 0 | Fundo de Investimento em Participações Caixa Milão (50,99%) Central Eólica Bom Jesus Ltda. (0,01%) | 0 | 0 | 0
Cachoeira Eólica S.A. (3) (4) | Cachoeira | Furnas (49%) | CE | 12 | 49 | 5 | - | - | 1949-04-01 | 0 | 0 | 0 | Fundo de Investimento em Participações Caixa Milão (50,99%) Central Eólica Cachoeira Ltda. (0,01%) | 0 | 0 | 0
Pitimbu Eólica S.A. (3) (4) | Pitimbu | Furnas (49%) | CE | 18 | 49 | 7.2 | - | - | 1949-03-01 | 0 | 0 | 0 | Fundo de Investimento em Participações Caixa Milão (50,99%) Central Pitimbu Ltda. (0,01%) | 0 | 0 | 0
São Caetano Eólica S.A. (3) (4) | São Caetano | Furnas (49%) | CE | 25.2 | 49 | 11 | - | - | 1949-04-01 | 0 | 0 | 0 | Fundo de Investimento em Participações Caixa Milão (50,99%) Central Eólica São Caetano Ltda. (0,01%) | 0 | 0 | 0
São Caetano I Eólica S.A. (3) (4) | São Caetano I | Furnas (49%) | CE | 18 | 49 | 7.7 | - | - | 1949-04-01 | 0 | 0 | 0 | Fundo de Investimento em Participações Caixa Milão (50,99%) Central Eólica São Caetano I Ltda. (0,01%) | 0 | 0 | 0
São Galvão Eólica S.A. (3) (4) | São Galvão | Furnas (49%) | CE | 22 | 49 | 9.5 | - | - | 1949-03-01 | 0 | 0 | 0 | Fundo de Investimento em Participações Caixa Milão (50,99%) Central Eólica São Galvão Ltda. (0,01%) | 0 | 0 | 0
Carnaúba I Eólica S.A. (3) (4) | Carnaúba I | Furnas (49%) | RN | 22 | 49 | 9.4 | - | - | 1949-07-01 | 0 | 0 | 0 | Fundo de Investimento em Participações Caixa Milão (50,99%) Central Eólica Carnaúba I Ltda. (0,01%) | 0 | 0 | 0
Carnaúba II Eólica S.A. (3) (4) | Carnaúba II | Furnas (49%) | RN | 18 | 49 | 7.3 | - | - | 1949-07-01 | 0 | 0 | 0 | Fundo de Investimento em Participações Caixa Milão (50,99%) Central Eólica Carnaúba II Ltda. (0,01%) | 0 | 0 | 0
Carnaúba III Eólica S.A. (3) (4) | Carnaúba III | Furnas (49%) | RN | 16 | 49 | 7.5 | - | - | 1949-07-01 | 0 | 0 | 0 | Fundo de Investimento em Participações Caixa Milão (50,99%) Central Eólica Carnaúba III Ltda. (0,01%) | 0 | 0 | 0
Carnaúba V Eólica S.A. (3) (4) | Carnaúba V | Furnas (49%) | RN | 24 | 49 | 10.1 | - | - | 1949-07-01 | 0 | 0 | 0 | Fundo de Investimento em Participações Caixa Milão (50,99%) Central Eólica Carnaúba V Ltda. (0,01%) | 0 | 0 | 0
Cervantes I Eólica S.A. (3) (4) | Cervantes I | Furnas (49%) | RN | 16 | 49 | 7.1 | - | - | 1949-07-01 | 0 | 0 | 0 | Fundo de Investimento em Participações Caixa Milão (50,99%) Central Eólica Cervantes I Ltda. (0,01%) | 0 | 0 | 0
Cervantes II Eólica S.A. (3) (4) | Cervantes II | Furnas (49%) | RN | 12 | 49 | 5.6 | - | - | 1949-07-01 | 0 | 0 | 0 | Fundo de Investimento em Participações Caixa Milão (50,99%) Central Eólica Cervantes II Ltda. (0,01%) | 0 | 0 | 0
Punaú I Eólica S.A. (3) (4) | Punaú I | Furnas (49%) | RN | 24 | 49 | 11 | - | - | 1949-07-01 | 0 | 0 | 0 | Fundo de Investimento em Participações Caixa Milão (50,99%) Central Eólica Punaú I Ltda. (0,01%) | 0 | 0 | 0
Geradora Eólica Arara Azul S.A.(4) (5) | Arara Azul | Furnas (90%) | RN | 27.5 | 90 | 10.7 | - | - | 1949-11-01 | - | 17.64 | 0 | Eólica Tecnologia Ltda (7,00%) Ventos Tecnologia Elétrica Ltda (2,99%) Central Eólica Arara Azul Ltda (0,01%) | 0 | 0 | 0
Geradora Eólica Bentevi S.A. (4) (5) | Bentevi | Furnas (90%) | RN | 15 | 90 | 5.7 | - | - | 1949-11-01 | - | 17.64 | 0 | Eólica Tecnologia Ltda (7,00%) Ventos Tecnologia Elétrica Ltda (2,99%) Central Eólica Bentevi Ltda (0,01%) | 0 | 0 | 0
Geradora Eólica Ouro Verde I S.A. (4) (5) | Ouro Verde I | Furnas (90%) | RN | 27.5 | 90 | 10.7 | - | - | 1949-11-01 | - | 17.64 | 0 | Eólica Tecnologia Ltda (7,00%) Ventos Tecnologia Elétrica Ltda (2,99%) Central Eólica Ouro Verde I Ltda (0,01%) | 0 | 0 | 0
Geradora Eólica Ouro Verde II S.A.(4) (5) | Ouro Verde II | Furnas (90%) | RN | 30 | 90 | 11.2 | - | - | 1949-11-01 | - | 17.64 | 0 | Eólica Tecnologia Ltda (7,00%) Ventos Tecnologia Elétrica Ltda (2,99%) Central Eólica Ouro Verde II Ltda (0,01%) | 0 | 0 | 0
Geradora Eólica Ouro Verde III S.A.(4) (5) | Ouro Verde III | Furnas (90%) | RN | 25 | 90 | 9.4 | - | - | 1949-11-01 | - | 17.64 | 0 | Eólica Tecnologia Ltda (7,00%) Ventos Tecnologia Elétrica Ltda (2,99%) Central Eólica Ouro Verde III (0,01%) | 0 | 0 | 0
Geradora Eólica Ventos de Santa Rosa S.A.(4) (5) | Santa Rosa | Furnas (90%) | CE | 20 | 90 | 8.4 | - | - | 1949-10-01 | - | 7.9 | 0 | Eólica Tecnologia Ltda (7,00%) Ventos Tecnologia Elétrica Ltda (2,99%) Central Eólica Santa Rosa Ltda (0,01%) | 0 | 0 | 0
Geradora Eólica Ventos de Uirapuru S.A.(4) (5) | Uirapuru | Furnas (90%) | CE | 28 | 90 | 12.6 | - | - | 1949-10-01 | - | 7.9 | - | Eólica Tecnologia Ltda (7,00%) Ventos Tecnologia Elétrica Ltda (2,99%) Central Eólica Uirapuru Ltda (0,01%) | 0 | 0 | 0
Geradora Eólica Ventos do Angelim S.A.(4) (5) | Ventos de Angelim | Furnas (90%) | CE | 24 | 90 | 10.3 | - | - | 1949-11-01 | - | 7.9 | - | Eólica Tecnologia Ltda (7,00%) Ventos Tecnologia Elétrica Ltda (2,99%) Central Eólica Angelim Ltda (0,01%) | 0 | 0 | 0
Consórcio Serra do Mel (5) | Serra do Mel I | Furnas (90%) | RN | 28 | 90 | 13 | - | - | 1949-11-01 | - | - | - | Eólica Tecnologia Ltda (9,99%) Gestamp Eólica Brasil S.A. (0,01%) | 0 | 0 | 0
Consórcio Serra do Mel(5) | Serra do Mel II | Furnas (90%) | RN | 28 | 90 | 12.8 | - | - | - | - | - | - | Eólica Tecnologia Ltda (9,99%) Gestamp Eólica Brasil S.A. (0,01%) | 0 | 0 | 0
Consórcio Serra do Mel (5) | Serra do Mel III | Furnas (90%) | RN | 28 | 90 | 12.5 | - | - | - | - | - | - | Eólica Tecnologia Ltda (9,99%) Gestamp Eólica Brasil S.A. (0,01%) | 0 | 0 | 0
Geradora Eólica Itaguaçu da Bahia SPE S.A (4) (5) | Itaguaçu da Bahia | Furnas (98%) | BA | 28 | 98 | 0 | - | - | 1949-09-01 | - | 3.45 | - | Casa dos Ventos Energias Renováveis S.A. (2,00%) | 0 | 0 | 0
Geradora Eólica Ventos de Santa Luiza SPE S.A (4) (5) | Ventos de Santa Luiza | Furnas (98%) | BA | 28 | 98 | 14.2 | - | - | 1949-09-01 | 0 | 3.45 | 0 | Casa dos Ventos Energias Renováveis S.A. (2,00%) | 0 | 0 | 0
Geradora Eólica Ventos de Santa Madalena SPE S.A (4) (5) | Ventos de Santa Madalena | Furnas (98%) | BA | 28 | 98 | 14.7 | - | - | 1949-09-01 | 0 | 3.45 | 0 | Casa dos Ventos Energias Renováveis S.A. (2,00%) | 0 | 0 | 0
Geradora Eólica Ventos de Santa Marcella SPE S.A (4) (5) | Ventos de Santa Marcella | Furnas (98%) | BA | 28 | 98 | 13.6 | - | - | 1949-09-01 | 0 | 3.45 | 0 | Casa dos Ventos Energias Renováveis S.A. (2,00%) | 0 | 0 | 0
Geradora Eólica Ventos de Santa Vera SPE S.A (4) (5) | Ventos de Santa Vera | Furnas (98%) | BA | 28 | 98 | 15.2 | - | - | 1949-09-01 | 0 | 3.45 | 0 | Casa dos Ventos Energias Renováveis S.A. (2,00%) | 0 | 0 | 0
Geradora Eólica Ventos de Santo Antônio SPE S.A (4) (5) | Ventos de Santo Antônio | Furnas (98%) | BA | 28 | 98 | 16.1 | - | - | 1949-09-01 | 0 | 3.45 | 0 | Casa dos Ventos Energias Renováveis S.A. (2,00%) | 0 | 0 | 0
Geradora Eólica Ventos de São Bento SPE S.A (4) (5) | Ventos de São Bento | Furnas (98%) | BA | 28 | 98 | 14.4 | - | - | 1949-09-01 | 0 | 3.45 | 0 | Casa dos Ventos Energias Renováveis S.A. (2,00%) | 0 | 0 | 0
Geradora Eólica Ventos de São Cirilo SPE S.A (4) (5) | Ventos de São Cirilo | Furnas (98%) | BA | 28 | 98 | 14.7 | - | - | 1949-09-01 | 0 | 3.45 | 0 | Casa dos Ventos Energias Renováveis S.A. (2,00%) | 0 | 0 | 0
Geradora Eólica Ventos de São João SPE S.A (4) (5) | Ventos de São João | Furnas (98%) | BA | 28 | 98 | 15 | - | - | 1949-09-01 | 0 | 3.45 | 0 | Casa dos Ventos Energias Renováveis S.A. (2,00%) | 0 | 0 | 0
Geradora Eólica Ventos de São Rafael SPE S.A (4) (5) | Ventos de São Rafael | Furnas (98%) | BA | 28 | 98 | 13.8 | - | - | 1949-09-01 | 0 | 3.45 | 0 | Casa dos Ventos Energias Renováveis S.A. (2,00%) | 0 | 0 | 0
(1) 20 generating units in commercial operation summing up 8,788.52 MW in commercial operation.
(2) Assured Energy amended by MME Ordinance 335/2017.
(3) The enterprises that participated in the Competitive Mechanism of Hiring-undone Energy Reserve of 2017, (Decree 9,019/2017) and were successful. The result of the process mentioned before and the return of the grants by ANEEL was approved, except for Famosa 1, which is still under regularization process by ANEEL.
(4) Brasil Ventos holds 100% stock participation in Complexo Fortim ventures, 90% in Complexo Famosa III and Acaraú ventures; It holds 49% stock participation in Complexo Famosa, 98% in Complexo Itaguaçu da Bahia and 49% in Complexo Baleia e Punaú.
(5) Complexos de Acaraú, Serra do Mel, Famosa III and Itaguaçu had its energy hiring fully undone in Mechanism of Compensation of Surpluses and Deficits - MCSD - Permanent Reduction. (Normative Resolution ANEEL nº 693, of December 15, 2015). Furnas has already requested the revocation, without penalties, of the concessions of the projects which had the hiring undone in this Mechanism, but still awaits response from Aneel. In addition, as approved by the Furnas Board of Directors, the consortiums of the Serra do Mel I, II and III Projects were notified of Furnas' decision to extinguish the Consortium.
(*) It was considered the evolution of civil works for the whole complex, since the entrepreneur does not follow the physical progress per park.

## Integral Lines Transmission
VI.2.2 Transmission
VI.2.2.1 Integral Responsibility
VI.2.2.1.1 Transmission Lines
Eletrobras Companies | (From - To) | Total Investment (R$ Million) | Lines Extension (km) | Tension (kV) | Beginning of Operation | End of Concession | AAR* (R$ Million)
Chesf | Funil-Itapebi C3 | 41.07 | 223 | 230 | 2020-11-01 | 1937-04-01 | 6.5507
| Pau Ferro-Santa Rita II | 36.11 | 85 | 230 | 2020-04-30 | 1939-08-01 | 7.1028
| Paraíso-Açu II | 84.89 | 123 | 230 | 2020-07-31 | 1940-11-01 | 3.1694
| Açu II-Mossoró II |  | 69 |  | 2020-07-31 | 1940-11-01 | 2.0148
| Recife II-Suape II C2 | 41.91 | 44 | 500 | 2021-01-01 | 1941-12-01 | 7.3331
| Camaçari IV-Sapeaçu | 84.29 | 105 | 500 | 2021-09-01 | 1941-12-01 | 8.2531
| Sapeaçu-Sto.Antonio de Jesus C3 |  | 31 | 230 | 2020-11-01 | 1941-12-01 | 1.4788
| Camaçari IV-Pirajá | 47.07 | 45 | 230 | 2019-12-01 | 1942-05-01 | 5.0479
| Pituaçú-Pirajá |  | 5 | 230 | 2019-12-01 | 1942-05-01 | 2.0666
| Russas II-Banabuiu C2 | 81.74 | 110 | 230 | 2019-12-17 | 1942-06-01 | 5.3239
Eletrosul | LT 230 kV FARROUPILHA - MONTE CLARO** | 0.13167 | 0 | 230 | 2020-02-01 | 1942-12-31 | 0.11116
| LT 230 kV J.LACERDAB - PALHOCA** | 0.30873 | 0 | 230 | 2019-12-01 | 1942-12-31 | 0.040417
| LT 230 kV BIGUACU- J.LACERDA-B** | 1.5045 | 0 | 230 | 2020-04-01 | 1942-12-31 | 0.19808
* AAR expected after construction's conclusion, energization, and issuance of the Definitive Release Term (DRT) by ONS;
** Additional AAR forecast due to the improvement of towers of the existing Transmission Lines.
* There is no AAR in enterprises under construction.

## Integral Substations
VI.2.2.1.2 Substations
Eletrobras Companies | SS | Total Investment (R$ Million) | Transformation Capacity (MVA) | Location (State) | Beginning of Operation | End of Concession | AAR (R$ Million)
Eletronorte (1) (2) (3) (4) (5) (6) (7) | SS Vilhena - Instal. de Capacitor Série | 27.5045 | 115 | RO | 2019-01-01 | 20, 22, 23, 31 and 33 years | 3.9635
| SS Miranda II - Instal. do 2º Autotrafo | 53.1469 | 3x150 | MA | 2019-03-01 | 19, 24, 26, 32 and 35 years | 6.6184
Chesf (8) | SS 230/138 kv Poções II | 94.43 | 200 | BA | 2019-10-29 | 1942-05-01 | -
| SS 230/69 kv Pirajá | 30.57 | 360 | BA | 2019-12-30 | 1942-05-01 | -
Eletrosul | SS Farroupilha - Implementation of the 3rd transformer 230/69 kV and connections. | 20.1787 | 88 | RS | 2020-10-20 | 1942-12-31 | 2.5742
| SS BLUMENAU - Installation of the 2nd Bar Reactor Bank 525 kV | 18.2268 | 150 | SC | 2020-07-09 | 1942-12-31 | 3.5958
| SS AREIA - double bar arrangement and protective installation | 13.23 | - | PR | 2021-03-01 | 1942-12-31 | 1.7767
| SS LONDRINA - Installation of the 1st and 2nd Bar Reactors Banks (Single-phase) 525 kV - 150 Mvar and connections | 36.0952 | - | PR | 2020-07-09 | 1942-12-31 | 7.5292
| SS IJUÍ - Installations of the 3rd Transformer | 14.1958 | 83 | RS | 2020-07-09 | 1942-12-31 | 1.6042
| SS DESTERRO -Installation of the 1st and the 2nd Bar Reactor Bank 230 kV (2x50Mvar) | 19.8704 | - | SC | 2020-12-28 | 1942-12-31 | 2.727
| SS PALHOÇA - Substitution of 84 MVA transformer for 150 MVA. | 9.5253 | 66 | SC | 2021-12-28 | 1942-12-31 | 1.4108
| SS PALHOÇA J - Subtitution of TF2 and TF3 transformers for 150 MVA ones. | 21.6344 | 150 | SC | 2021-12-28 | 1942-12-31 | 3.2201
| SS Curitiba - circuit breakers replacement | 2.4612 | - | PR | 2020-12-01 | 1942-12-01 | 0.26966
| SS Siderópolis: Reinforcements (REA 7,528/2018) | 12.2029 | - | SC | 2021-06-28 | 1942-12-01 | 0.85315
| SS LONDRINA COPEL - Expansion ELETROSUL | 12.2411 | - | PR | 2021-01-30 | 1942-12-01 | 1.9621
| SS Joinville - “L” Expansion | 38.5388 | - | SC | 2022-01-30 | 1942-12-01 | 5.776
(1) Investment R$ 24,663,666.48 at June / 16 prices under REA 6,421 / 2017. Investment updated at June / 19 prices, R$ 27,504,530.20
(2) Investment R$ 47.657.485,03 at June / 16 prices under REA 6.515/2017. Investment updated at June / 19 prices, R$ 53,146,872.16.
(3) The end of the concession is in accordance with Annex I of REA 6,421 / 2017.
(4) The end of the concession is in accordance with Annex I of OER 6.515 / 2017.
(5) AAR of R$ 3,554,159.34 at June / 2016 prices under REA 6,421 / 2017. RAP updated at June / 19 prices, R$ 3,963,542.18.
6) AAR of R$ 5,934,776.76 at June / 2016 prices under REA 6,515 / 2017. RAP updated at June / 19 prices, R$ 6,618,369.00
(7) Historical value realized until July 15, 2019.
(8) The AAR of Substations is being informed jointly with the TLs, according to the concession contract.

## SPE's Trans Lines
VI.2.2.2 Special Purpose Entities
VI.2.2.2.1 Transmission Lines
SPE | From - To | Eletrobras Companies (%) | Investment (R$ Million) |  | Lines Extension (km) | Tension (kV) | Beginning of Operation | End of Concession | AAR (R$ Million)
|  |  | Total | Realized
Transnorte Energia S.A. | Eng. Lechuga - Equador Equador - Boa Vista | Eletronorte (49%) | 488.58 | 170.86 | 400.3 315.20 | 500 | 2020-10-04 | 2042-01-01 | 101.3107
TDG Transmissora Delmiro Gouveia S.A. (2) (3) | TL São Luiz II/ São Luiz III | Chesf (49%) | 70 | 39 | 39 | 230 | 2020-09-01 | 1940-07-01 | 2498
Mata de Santa Genebra Transmissora S.A. | Itatiba – Bateias Araraquara II - Itatiba Araraquara II - Fernaão Dias | Furnas (49,9%) | 2495 | 2031.0534 | 414.3 222.6 249.6 | 500 | Aug/19 May/19 May/19 | 1944-05-01
FORTIM - São Januário (4) | TL Fortim - Russas II | Furnas (100%) | - | - | 68 | 230 | 2019-11-01 | 2047-07-17 | -
Fronteira Oeste Transmissora de Energia S.A. (5) | Santo Ângelo/Maçambará Pinhalzinho/Foz do Chapecó, dual circuit | Eletrosul (51%) | 118.6 | 53.68 | 199 36 | 230 230 | Mar/19 Out/19 | 2044-01-28 | 7.8451
Paraíso Transmissora de Energia S.A. (6) | Paraíso 2-Chapadão; Campo Grande 2-Paraíso 2; TL sectioning Chapadão - Campo Grande 2 - C1 in SS Paraíso 2 | Eletrosul (100%) | 133.97 | 6.89 | 65 217 1 | 230 | * | 2045-03-05 | 18.6757
(1) Value of Total Investment on the basis of the Business Plan of the enterprise.
(2) Adjusted value for the investment referring only to the TL because it was contemplating the SS that are already operating.
(3) the extension of the TL has been changec because it was contemplating an enterprise already which was completed and donated.
(4) The total investment of TL is contained in the total investment of the Fortim Wind Complex.
(5) Part of the venture is in operation. Reported investment (R$) total.
(6) The Company held a public call for the selection of companies interested in the acquisition of 100% (one hundred percent) of Eletrosul shares in SPE Paraíso Transmissora de Energia S.A. The Public Call resulted in the acceptance of JAAC Materiais e Serviços de Engenharia Ltda. For the business formalization , a specific instrument will be signed between Eletrosul and JAAC. The negotiation is conditioned to the approval of the competent bodies. Reference date of the planned investment: Nov / 2014.
PS: Current values

## SPE's Substations
VI.2.2.2.2 Substations
SPE | SS | Eletrobras Companies (%) | Total Investment (R$ Million) | Transformation Capacity (MVA) | Location (State) | Beginning of Operation | End of Concession | AAR (R$ Million)
Transnorte Energia S.A. | SS Boa Vista - CER | Eletronorte (49%) | 100.14 | N/A | RR | 2015-05-01 | 1942-01-01 | 6.1364
| SS Engenheiro Lechuga | Eletronorte (49%) | 26.24 | N/A | AM | 2020-04-01 | 1942-01-01 | 8.2891
| SS Equador | Eletronorte (49%) | 111.44 | N/A | RR | 2020-04-01 | 1942-01-01 | 21.9474
| SS Boa Vista | Eletronorte (49%) | 100.24 | 800 | RR | 2020-04-01 | 1942-01-01 | 15.0794
TDG – Transmissora Delmiro Gouveia S.A. | SS – Pecém II, 500/230 kV; SS – Aquiraz, 230/69 kV | Chesf (49%) | 3600 450 | 1.764 220,5 | PE | 2013-10-01 | 1940-07-01 | 27.0385
Mata de Santa Genebra Transmissora S.A. (1) | SS Santa Bárbara D’Oeste 440 kV, Static compensator (-300,+300) Mvar; | Furnas (49,9%) | - | - | SP | Jan/19 | 1944-05-01
| SS Itatiba 500 kV, Static compensator; (-300,+300) Mvar. | Furnas (49,9%) | - | - | SP | 2019-05-01 | 1944-05-01
| SS 500/440 kV Fernão Dias 1.200 MVA - 1st transformer bank | Furnas (49,9%) | - | 1200 | SP | 2019-05-01 | -
| SS 500/440 kV Fernão Dias 2.400 MVA 2nd and 3rd Transformer banks | Furnas (49,9%) | - | 2400 | SP | 2019-03-01 | -
FORTIM - São Januário (1) | SS Fortim | Furnas (100%) | - | 140 | DF | 2019-11-01 | 2047-07-17 | (2)
ETAU (2) | SS Lagoa Vermelha II Expansion- 50 Mvar | Holding (27,42%) | 10272.677 | 10032.5496 | RS | 2018-09-01 | 1932-12-17 | 1.5071
Fronteira Oeste Transmissora de Energia S.A. (3) | Pinhalzinho, in 230/138 kV (ATF1, ATF2 e ATF3); SS Maçarambá, Foz do Chapecó and Santo Angelo Expansions. | Eletrosul (51%) | 24.55 | - | SC/RS | 2019-05-01 | 1944-01-28 | 2.2052
Paraíso Transmissora de Energia S.A. (4) | Campo Grande 2 EL 230 PAR2; Chapadão EL PAR2; Paraíso 2, 230/138 kV. | Eletrosul (27,42%) | 72.23 | 300 | MS | - | 2045-03-05 | 9.9176
(1) Based on Article 2 of Ordinance No. 432 of July 17, 2012, it should not consider AAR for the enterprise. It should be noted: The authorized company has entire responsibility to install the WPP São Januário 'Restricted Interest Transmission System' made up of: an Elevating Substation, next to the Plant, and a 69 kV Transmission Line, connecting the Elevating Substation to the 69 kV bus of 'Coleção Aracati II Substation', result of the Public Call nº 01/2012-ANEEL, in accordance with the applicable norms and regulations.
(2) On June 4, 2018, Eletrosul concluded, as provided in the Terms of Transfer in Lieu of Payment with Eletrobras, the sale of the entire equity interest in the SPE.
(3) Part of the entreprise is in operation. Reported investment (R$) total.
(4) The Company held a public call for the selection of companies interested in the acquisition of 100% (one hundred percent) of Eletrosul shares in SPE Paraíso Transmissora de Energia S.A. The Public Call resulted in the acceptance of JAAC Materiais e Serviços de Engenharia Ltda. For the business formalization , a specific instrument will be signed between Eletrosul and JAAC. The negotiation is conditioned to the approval of the competent bodies. Reference date of the planned investment: Nov / 2014.

## SPE's Operational Data
VII. SPEs Data
VII.1 Operational Data
VII.1.1 Generation
VII.1.1.1 Operational assets and generated energy
XI.1.1.1 Operational Assets and Generated Energy
SPE | Plant | Eletrobras Companies (%) | Location (State) | Installed Capacity(MW) | Energy Assured (MW Avg) | Generated Energy MWh |  | Beginning of Operation | End of Concession | RCE |  | FCE
[6 empty] | 1Q19 | 2Q19 |  |  | MW Average (%) | Avg Price (R$/ MWh) | MW Average (%)
EAPSA - Energia Águas Da Pedra S.A. | UHE Dardanelos | Eletronorte (24,5%) Chesf (24,5%) | MT | 261 | 154.9 | 541000.11 | 474256.06 | 2011-08-01 | 1942-07-01 | 100 | 219.81 | -
Amapari Energia S.A. (1) (2) | UTE Serra do Navio | Eletronorte (49%) | AP | 23.28 | 21 | - | - | 2008-06-01 | 2014-06-01 | 0 | 0 | -
Brasventos Miassaba 3 Geradora de Energia S.A | Parque Eólico Miassaba 3 (*) | Holding (49%) | RN | 68.47 | 22.84 | 24717.8 | 28015 | 2014-07-01 | 1945-08-19 | 96.32 | 254.21 | -
Brasventos Eolo Geradora de Energia S.A. | Parque Eólico Rei dos Ventos 1 (*) | Holding (49%) | RN | 58.45 | 21.86 | 21399.5 | 21475 | 2014-07-01 | 1945-12-09 | 96.07 | 255.38 | -
Rei dos Ventos 3 Geradora de Energia S.A. | Parque Eólico Rei dos Ventos 3 (*) | Holding (49%) | RN | 60.12 | 21.07 | 20449.1 | 25361 | 2014-07-01 | 2045-12-09 | 99.67 | 255.88 | -
ESBR Participações S.A. (3) | UHE Jirau | Chesf (20%) Eletrosul (20%) | RO | 3750 | 2205.6 | 4376588.759 | 4352229.66 | 2013-09-01 | 1943-08-01 | 71.24 | 159.72 | 28.2
Norte Energia S.A. (4) | UHE B. Monte (5) | Chesf (15%) Eletronorte (19,98%) Eletrobras Holding (15%) | PA | 8788.64 | 4571 | 12232360.7624 | 9933688.7 | abr/16 | 1945-08-01 | 70 | 129.11 | 30
V. de Santa Joana IX Energia Renováveis S.A. (6) | Santa Joana IX | Holding (49%) | PI | 29.6 | 15.8 | 12252.3336 | 24365.5071 | 2015-08-01 | 2049-03-01 | 83.54 | 149.23 | 16.46
V. de Santa Joana X Energia Renováveis S.A. (6) | Santa Joana X | Holding (49%) | PI | 29.6 | 16 | 13329.6688 | 25837.4924 | 2015-07-01 | 2049-03-01 | 85 | 149.23 | 15
V. de Santa Joana XI Energia Renováveis S.A. (6) | Santa Joana XI | Holding (49%) | PI | 29.6 | 16 | 13049.3171 | 24775.3553 | 2015-07-01 | 2049-03-01 | 88.13 | 149.23 | 11.88
V. de Santa Joana XII Energia Renováveis S.A. (6) | Santa Joana XII | Holding (49%) | PI | 28.9 | 16.9 | 18353.2276 | 25203.0438 | 2015-07-01 | 2049-03-01 | 90.53 | 149.23 | 9.47
V. de Santa Joana XIII Energia Renováveis S.A. (6) | Santa Joana XIII | Holding (49%) | PI | 29.6 | 16 | 13888.6978 | 24349.3339 | 2015-07-01 | 2049-03-01 | 83.75 | 149.23 | 16.25
V. de Santa Joana XV Energia Renováveis S.A. (6) | Santa Joana XV | Holding (49%) | PI | 28.9 | 16.2 | 17363.4209 | 27890.2316 | 2015-07-01 | 2049-03-01 | 92.59 | 149.23 | 7.41
V. de Santa Joana XVI Energia Renováveis S.A. (6) | Santa Joana XVI | Holding (49%) | PI | 28.9 | 17.4 | 17006.3859 | 28715.5172 | 2015-07-01 | 2049-03-01 | 87.93 | 149.23 | 12.07
V. de Santa Joana I Energia Renováveis S.A. (7) (8) | UEE Santa Joana I | Holding (49%) | PI | 28.9 | 15 | 14881.9295 | 26728.2284 | 2016-01-16 | 2049-06-01 | 98 | 178.84 | 2
V. de Santa Joana III Energia Renováveis S.A. (7) (8) | UEE Santa Joana III | Holding (49%) | PI | 29.6 | 13.4 | 11554.4739 | 21061.361 | 2016-03-11 | 2049-06-01 | 100 | 178.33 | -
V. de Santa Joana IV Energia Renováveis S.A. (7) | UEE Santa Joana IV | Holding (49%) | PI | 28.9 | 14.2 | 15370.4901 | 27147.163 | 2016-01-16 | 2049-05-01 | 100 | 178.59 | -
V. de Santa Joana V Energia Renováveis S.A. (7) | UEE Santa Joana V | Holding (49%) | PI | 28.9 | 15.7 | 14606.8498 | 28207.06 | 2016-01-22 | 2049-06-01 | 89.81 | 178.55 | 10.19
V. de Santa Joana VII Energia Renováveis S.A. (7) | UEE Santa Joana VII | Holding (49%) | PI | 27.2 | 14.9 | 14942.7868 | 26691.5296 | 2016-01-22 | 2049-06-01 | 99.33 | 178.57 | 0.67
V. de Santo Augusto IV Energia Renováveis S.A. (7) | UEE Santo Augusto IV | Holding (49%) | PI | 28.9 | 15.5 | 14522.9008 | 26561.4602 | 2016-02-06 | 2049-06-01 | 99.35 | 176.73 | 0.65
U.E.E. Caiçara I S.A. (9) | UEE Caiçara I | Chesf (49%) | RN | 27 | 15.1 | - | 19487.6 | 2015-11-01 | 1947-06-01 | 92.01 | 166.5 | 7.99
U.E.E. Caiçara II S.A. (9) | UEE Caiçara II | Chesf (49%) | RN | 18 | 9.6 | - | 11790.93 | 2015-11-01 | 1947-07-01 | 99.73 | 166.39 | 0.27
U.E.E. Junco I S.A. (9) | UEE Junco I | Chesf (49%) | RN | 24 | 13.1 | - | 16747.19 | 2015-11-01 | 1947-07-01 | 95.24 | 167.66 | 4.76
U.E.E. Junco II S.A (9) | UEE Junco II | Chesf (49%) | RN | 24 | 13.3 | - | 16791.15 | 2015-11-01 | 1947-07-01 | 88.37 | 166.81 | 11.63
Eólica Serra das Vacas I S.A. (10) | Serra das Vacas I | Holding (49%) | PE | 23.92 | 12.2 | 23381.5826 | 22432.1778 | 2015-12-18 | 1949-05-01 | 100 | 166.5 | -
Eólica Serra das Vacas II S.A. (10) | Serra das Vacas II | Holding (49%) | PE | 22.3 | 10.7 | 21426.6582 | 18854.1824 | 2015-12-18 | 1949-06-01 | 92.52 | 166.05 | 7.48
Eólica Serra das Vacas III S.A. (10) | Serra das Vacas III | Holding (49%) | PE | 22.24 | 11.5 | 21195.146 | 19484.1882 | 2015-12-18 | 1949-06-01 | 95.65 | 166.59 | 4.35
Eólica Serra das Vacas IV S.A. (10) | Serra das Vacas IV | Holding (49%) | PE | 22.3 | 11.2 | 21680.9171 | 19888.1653 | 2015-12-18 | 1949-06-01 | 93.75 | 166.67 | 6.25
Enerpeixe S.A. | UHE Peixe Angical | Furnas (40%) | TO | 498.75 | 280.5 | 490711.4 | 388822.5 | 2006-06-01 | 2036-11-01 | 0 | 175.19 | 100
Baguari Geração de Energia S.A. (11) | UHE Baguari | Furnas (15%) | MG | 140 | 84.7 | 55867.09 | 40185.96 | 2009-09-01 | 2041-08-01 | 100 | 231.59 | 0
Retiro Baixo Energética S.A. (11) | UHE Retiro Baixo | Furnas (49%) | MG | 82 | 36.6 | 60043.72 | 38174.86 | 2010-03-01 | 2041-08-01 | 100 | 231.33 | 0
Foz de Chapecó Energia S.A. (11) | UHE Foz de Chapecó | Furnas (40%) | RS/SC | 855 | 427.2 | 1198635.99 | 1010754.24 | 2010-10-01 | 2036-11-01 | 100 | 190.88 | 0
Serra do Facão Energia S.A. | UHE Serra do Facão | Furnas (49,5%) | GO | 212.58 | 178.8 | 212947 | 120514 | 2010-07-01 | 2036-11-01 | 64.85 | 247.76 | 35.15
Madeira Energia S.A. | UHE Santo Antônio (12) | Furnas (39%) | RO | 3568 | 2385.1 | 4464832.73 | 5214793 | 2012-03-01 | 2043-06-01 | 58.73 | 164.02 | 41.27
Teles Pires Participações S.A. | UHE Teles Pires | Furnas (24,5%) Eletrosul (24,72%) | PA/MT | 1820 | 930.7 | 3354182.19 | 2620155.62 | 2015-11-01 | 1946-06-01 | 47.89 | 125.44 | 52.11
Tijoá Participações e Investimentos S.A. (13) | UHE Três Irmãos | Furnas (49,9%) | SP | 807.5 | 217.5 | 617949.54 | 220286.66 | 1993-11-01 | 2044-09-09 | - | - | -
Empresa de Energia São Manoel S.A. (14) | UHE São Manoel | Furnas (33,33%) | MT/PA | 700 | 424.5 | 1058479 | 1067372.21 | 2017-12-08 | 1949-04-01 | 75.98 | 126.46 | 24.02
Eólica Livramento S.A. (15) | Parques eólicos de Cerro Chato IV, V, VI, Ibirapuitã e Trindade | Eletrosul (78%) | RS | 25.2 | 11.7 | 17354.3689 | 14664.8825 | 2015-08-01 | 1947-02-22 | - | - | 100
Santa Vitória do Palmar S.A. (16) | Parques eólicos Geribatu I a X | Holding (78,0%)(6) | RS | 258 | 109.5 | 148484.814 | 172314.7447 | 2015-02-01 | 1947-04-01 | - | - | 100
Eólica –Chuí Holding S.A. (16) | Parques eólicos Chuí I a V, e Minuano I e II | Holding (78,0%)(6) | RS | 144 | 59.6 | 77768.6559 | 90009.433 | 2015-05-23 | 1947-04-01 | - | - | 100
Hermenegildo I S.A. (17) | Parques eólicos Verace 24 a 27 | Holding (99,99%)(6) | RS | 57.2743 | 24.9 | 38253.2886 | 41346.5205 | 2015-11-01 | 2049-06-01 | - | - | 100
Hermenegildo II S.A. (17) | Parques eólicos Verace 28 a 31 | Holding (99,99%)(6) | RS | 57.2743 | 25.3 | 33846.691 | 38810.1321 | 2015-12-01 | 2049-06-01 | - | - | 100
Hermenegildo III S.A. (17) | Parques eólicos Verace 34 a 36 | Holding (99,99%)(6) | RS | 48.3252 | 21 | 28507.342 | 34157.3678 | 2015-12-01 | 2049-06-01 | - | - | 100
Chuí IX S.A. (17) | Parque eólico Chuí 09 | Holding (99,99%)(6) | RS | 17.8982 | 7.4 | 11023.8202 | 12044.9629 | 2015-10-01 | 2049-05-01 | - | - | 100
Eólica Mangue Seco 2 | UEE | Holding (49,0%) | RN | 26 | 9.589 | 10692.874 | 13631.178 | 2011-09-01 | 1932-06-01 | 100 | 250.74 | 0
(1) The plant is out of operation since 07/04/2014. The Data Collection System - SCD has been disabled.
(2) Amapari is inoperative since 07/04/2014, not having generation and commercialization data.
(3) The first turbine began operating in Sep/2013 with 75MW of installed capacity. In Dec/2016 the company totaled 50 machines in operation, resulting in an installed capacity of 3,750 MW (all of them operating). Increased physical guarantee of HPP Jirau due to revision of the hydraulic loss, as MME Ordinance No. 337 of 11.10.2015.
(4) 20 generation units with installed capacity already in commercial operation is 8,788.52 MW.
(5) Amount extracted from the CCEE (Commercialization Chamber of Electric Energy) measurement report that may change due to the 2Q19 Financial Statements. Due to fact that the plant is in motorization and with judicial injunction it is not possible to calculate the marketable energy in advance. Currently the installed capacity in commercial operation is 8,788.52 MW.
(6) The participation of SPEs V. Santa Joana IX, X, XI, XII, XIII, XIV and XV Renewable Energy SA were merged into the Chapada company Piaui I Holding S.A.
(7) The participation of SPEs V. Santa Joana I, III, IV, V, VII, Santo Augusto IV Energia Renováveis S.A. were merged into the Chapada company Piaui II Holding S.A. Transferred to Eletrobras pursuant to the Transfer of Shares Instrument signed on the SPE Share Book on 07/18/2018;
(8) SPEs had the physical guarantee adjusted after the auction. The contracted energy is bigger than the current physical guarantee.
(9) Investments of SPEs U.E.E. Caiçara I S.A., U.E.E. Caiçara II S.A., U.E.E. Junco I S.A. and U.E.E. Junco II S.A were merged into Vamcruz I Participações S.A.
(10) The interests of the SPEs were merged into Serra das Vacas Holding S.A. This enterprise was transferred to Eletrobras pursuant to the Transfer of Shares Agreement signed on 06/04/2018; Registered in the SPE Share Book on 07/02/2018.
(11) MME Ordinance No. 178, of 05/03/2017, revised the assured energy values ​​of the centrally dispatched hydroelectric plants in National Interconnect System (SIN), with validity as of January 1, 2018.
(12) On 08/28/2018, the shareholders approved the capital increase of the company and paid for this increase. On 10/2/2018, FURNAS subscribed the portion of the unsubscribed subscriptions by CEMIG and SAAG. The amount subscribed increased its shareholding to 41.54%. Furnas made financial contributions to MESA, due to the approval of the SPE Extraordinary General Meeting (03/10/2018), which increased the subscribed capital by R $ 300 million. Odebrecht Energia do Brasil and Caixa FIP Amazônia did not subscribe and the shareholding of Furnas increased to 42.46%. A new capital increase was approved at the Extraordinary Shareholders 'Meeting held on November 29, 2011 and after Furnas' contribution, its shareholding increased to 43.06%.
(13) Tijoá operates the HPP Três Irmãos under the Special Administration Regime (Law no. 12,783 / 2013). The reduction in the volume of energy generated in the second quarter was due to the fact of a more conservative posture by the ONS (Electrical System National Operator).
(14) The 4 Generation Units in commercial operation (700MW). According to ANEEL lawsuit 48500.000301 / 2014-32, the assured energy of São Manoel is 424.5 average MW.
(15) In commercial operation 25.2 MW corresponding to Ibirapuitã park (which energy assured is of 11,7 MW). The suspension of the operation of the other parks is under discussing at court due to the accident occurred in Dec 2014.
(16) There was a business combination and SPE Chuí Holding S.A. became a subsidiary of SPE Santa Vitória do Palmar S.A. On 29 December, 2017, Eletrosul concluded, as provided in the Terms of Transfer in Lieu of Payment with Eletrobras, the sale of the entire equity interest in the SPE.
(17) On 29 December, 2017, Eletrosul concluded, as provided in the Terms of Transfer in Lieu of Payment with Eletrobras, the sale of the entire equity interest in the SPE.
* There is a writ of mandamus against ANEEL's decision to reverse the start date of commercial operation from May/ 2014 to Feb/ 2014

## SPE's Energy sold
VII.1.1.2 Energy Sold
SPE | Eletrobras Companies (%) | Buyer | Sell Type | 1Q19 |  | 2Q19
|  |  | Tipo de Venda | R$ million | MWh | R$ million | MWh
EAPSA - Energia Águas Da Pedra S.A. | Eletronorte (24,5%) Chesf (24,5%) | Eletrobras System | A | - | - | - | -
|  |  | B | - | - | - | -
|  | Others | A | - | - | - | -
|  |  | B | 70.671 | 324325.358 | 68.784 | 311291.65
Amapari Energia S.A. (1) | Eletronorte (49%) | Eletrobras System | A | - | - | - | -
|  |  | B | - | - | - | -
|  | Others | A | - | - | - | -
|  |  | B | - | - | - | -
Brasventos Miassaba 3 Geradora de Energia S.A | Holding (49%) | Eletrobras System | A | 6.2835 | 24717.8 | 7.1217 | 28015
|  |  | B | - | - | - | -
|  | Others | A | - | - | - | -
|  |  | B | - | - | - | -
Brasventos Eolo Geradora de Energia S.A. | Holding (49%) | Eletrobras System | A | 5.465 | 21399.5 | 5.4843 | 21475
|  |  | B | - | - | - | -
|  | Others | A | - | - | - | -
|  |  | B | - | - | - | -
Rei dos Ventos 3 Geradora de Energia S.A. | Holding (49%) | Eletrobras System | A | 5.2325 | 20449.1 | 6.4894 | 25361
|  |  | B | - | - | - | -
|  | Others | A | - | - | - | -
|  |  | B | - | - | - | -
ESBR Participações S.A. | Chesf (20%) Eletrosul (20%) | Eletrobras System | A | 64.6822 | 399211.6182 | 66.7681 | 391419.51
|  |  | B | 87.8322 | 463863.6731 | 98.1839 | 486983.79
|  | Others | A | 388.7205 | 2963431.6188 | 377.1251 | 2726570.17
|  |  | B | 132.1872 | 550081.8489 | 153.0562 | 747256.19
Norte Energia S.A. | Chesf (15%) Eletronorte (19,98%) Eletrobras Holding (15%) | Eletrobras System | A | - | 0 | - | 0
|  |  | B | 0 | 0 | 0 | 0
|  | Others | A | 909.0559 | 7081731.943 | 872.52 | 6795611.85
|  |  | B | 250.0997 | 2097319.0315 | 251.56 | 2128095.04
V. de Santa Joana IX Energia Renováveis S.A. (2) | Holding (49%) | Eletrobras System | A | 3830.9804 | 28525.2 | 0 | 0
|  |  | B | 0 | 0 | 0 | 0
|  | Others | A | 0 | 0 | 0 | 0
|  |  | B | 0 | 0 | 0 | 0
V. de Santa Joana X Energia Renováveis S.A. (2) | Holding (49%) | Eletrobras System | A | 3973.4617 | 29389.6 | 0 | 0
|  |  | B | 0 | 0 | 0 | 0
|  | Others | A | 0 | 0 | 0 | 0
|  |  | B | 0 | 0 | 0 | 0
V. de Santa Joana XI Energia Renováveis S.A. (2) | Holding (49%) | Eletrobras System | A | 3603.5663 | 30470.1 | 0 | 0
|  |  | B | 0 | 0 | 0 | 0
|  | Others | A | 0 | 0 | 0 | 0
|  |  | B | 0 | 0 | 0 | 0
V. de Santa Joana XII Energia Renováveis S.A. (2) | Holding (49%) | Eletrobras System | A | 4362.9891 | 33063.3 | 0 | 0
|  |  | B | 0 | 0 | 0 | 0
|  | Others | A | 0 | 0 | 0 | 0
|  |  | B | 0 | 0 | 0 | 0
V. de Santa Joana XIII Energia Renováveis S.A. (2) | Holding (49%) | Eletrobras System | A | 3936.1955 | 28957.4 | 0 | 0
|  |  | B | 0 | 0 | 0 | 0
|  | Others | A | 0 | 0 | 0 | 0
|  |  | B | 0 | 0 | 0 | 0
V. de Santa Joana XV Energia Renováveis S.A. (2) | Holding (49%) | Eletrobras System | A | 4098.8976 | 32415 | 0 | 0
|  |  | B | 0 | 0 | 0 | 0
|  | Others | A | 0 | 0 | 0 | 0
|  |  | B | 0 | 0 | 0 | 0
V. de Santa Joana XVI Energia Renováveis S.A. (2) | Holding (49%) | Eletrobras System | A | 4695.2129 | 33063.3 | 0 | 0
|  |  | B | 0 | 0 | 0 | 0
|  | Others | A | 0 | 0 | 0 | 0
|  |  | B | 0 | 0 | 0 | 0
V. de Santa Joana I Energia Renováveis S.A. (2) | Holding (49%) | Eletrobras System | A | 5457.9744 | 31766.7 | 0 | 0
|  |  | B | 0 | 0 | 0 | 0
|  | Others | A | 0 | 0 | 0 | 0
|  |  | B | 0 | 0 | 0 | 0
V. de Santa Joana III Energia Renováveis S.A. (2) | Holding (49%) | Eletrobras System | A | 4197.3636 | 28957.4 | 0 | 0
|  |  | B | 0 | 0 | 0 | 0
|  | Others | A | 0 | 0 | 0 | 0
|  |  | B | 0 | 0 | 0 | 0
V. de Santa Joana IV Energia Renováveis S.A. (2) | Holding (49%) | Eletrobras System | A | 5429.7839 | 30686.2 | 0 | 0
|  |  | B | 0 | 0 | 0 | 0
|  | Others | A | 0 | 0 | 0 | 0
|  |  | B | 0 | 0 | 0 | 0
V. de Santa Joana V Energia Renováveis S.A. (2) | Holding (49%) | Eletrobras System | A | 5112.4093 | 30470.1 | 0 | 0
|  |  | B | 0 | 0 | 0 | 0
|  | Others | A | 0 | 0 | 0 | 0
|  |  | B | 0 | 0 | 0 | 0
V. de Santa Joana VII Energia Renováveis S.A. (2) | Holding (49%) | Eletrobras System | A | 5578.7505 | 31982.8 | 0 | 0
|  |  | B | 0 | 0 | 0 | 0
|  | Others | A | 0 | 0 | 0 | 0
|  |  | B | 0 | 0 | 0 | 0
V. de Santo Augusto IV Energia Renováveis S.A. (2) | Holding (49%) | Eletrobras System | A | 5162.4306 | 33279.4 | 0 | 0
|  |  | B | 0 | 0 | 0 | 0
|  | Others | A | 0 | 0 | 0 | 0
|  |  | B | 0 | 0 | 0 | 0
U.E.E. Caiçara I S.A. | Chesf (49%) | Eletrobras System | A | - | - | - | -
|  |  | B | - | - | - | -
|  | Others | A | 4.8574 | 29173.5 | 4.8574 | 29173.5
|  |  | B | - | - | - | -
U.E.E. Caiçara II S.A. | Chesf (49%) | Eletrobras System | A | - | - | - | -
|  |  | B | - | - | - | -
|  | Others | A | 3.3451 | 20103.783 | 3.3807 | 20317.752
|  |  | B | - | - | 0 | 0
U.E.E. Junco I S.A. | Chesf (49%) | Eletrobras System | A | - | - | - | -
|  |  | B | - | - | - | -
|  | Others | A | 4.3845 | 26150.934 | 4.4314 | 26430.768
|  |  | B | - | - | 0 | 0
U.E.E. Junco II S.A | Chesf (49%) | Eletrobras System | A | - | - | - | -
|  |  | B | - | - | - | -
|  | Others | A | 4.1098 | 24637.561 | 4.1535 | 24899.78
|  |  | B | - | - | 0 | 0
Eólica Serra das Vacas I S.A. | Holding (49%) | Eletrobras System | A | - | - | 0 | 0
|  |  | B | - | - | 0 | 0
|  | Others | A | 4.3896 | 26364.2 | 4.4364 | 26644.8
|  |  | B | - | - | 0.0075115 | 1502.306
Eólica Serra das Vacas II S.A. | Holding (49%) | Eletrobras System | A | - | - | 0 | 0
|  |  | B | - | - | 0 | 0
|  | Others | A | 3.5525 | 21393.9 | 3.5903 | 21621.6
|  |  | B | 0.022634 | 550.611 | 0.031944 | 939.828
Eólica Serra das Vacas III S.A. | Holding (49%) | Eletrobras System | A | - | - | 0 | 0
|  |  | B | - | - | 0 | 0
|  | Others | A | 3.96 | 23771 | 4.0022 | 24024
|  |  | B | 0.022563 | 548.772 | 0.030065 | 876.538
Eólica Serra das Vacas IV S.A. | Holding (49%) | Eletrobras System | A | - | - | 0 | 0
|  |  | B | - | - | 0 | 0
|  | Others | A | 3.7818 | 22690.5 | 3.8221 | 22932
|  |  | B | 0.02338 | 567.367 | 0.031587 | 925.634
Cia. Energética Sinop S.A. | Chesf (24,5%) | Eletrobras System | A | 65.6 | 466343.8 | 123.8 | 919773
|  |  | B | - | - | 0 | 0
|  | Others | A | 2.2 | 12361 | 4.39 | 24853
|  |  | B | - | - | 0 | 0
Enerpeixe S.A. | Furnas (40%) | Eletrobras System | A | - | - | - | -
|  |  | B | - | - | - | -
|  | Others | A
|  |  | B | 84.09 | 712820.89 | 78.3328 | 447125.792
Baguari Geração de Energia S.A. | Furnas (15%) | Eletrobras System | A | - | - | - | -
|  |  | B | - | - | - | -
|  | Others | A | 19.19 | 83905 | 18.44 | 79636.73
|  |  | B | - | - | - | -
Retiro Baixo Energética S.A. | Furnas (49%) | Eletrobras System | A | - | - | - | -
|  |  | B | - | - | - | -
|  | Others | A | 18.18 | 79744.56 | 17.68 | 76429.1
|  |  | B | 0.17 | 744 | - | -
Foz de Chapecó Energia S.A. | Furnas (40%) | Eletrobras System | A | - | - | - | -
|  |  | B | - | - | - | -
|  | Others | A | 244.18 | 1251207.51 | 251.89 | 1172118.13
|  |  | B | - | - | - | -
Serra do Facão Energia S.A. | Furnas (49,5%) | Eletrobras System | A | 1.77 | 7181.51 | - | -
|  |  | B | - | - | - | -
|  | Others | A | 62.92 | 257786.55 | 63.1 | 254959
|  |  | B | 32.88 | 131379 | 34.2 | 137736
Teles Pires Participações S.A. | Furnas (24,5%) Eletrosul (24,72%) | Eletrobras System | A | 6.6043 | 71010.34 | 0 | 0
|  |  | B | 57.5249 | 324703.83 | 59.61 | 328159.73
|  | Others | A | 109.1703 | 1193050.53 | 113.66 | 1220197.61
|  |  | B | 68.46 | 3422365.05 | 69.1 | 383794
Madeira Energia S.A. | Furnas (39%) | Eletrobras System | A | 17.67 | 119990 | 17.52 | 118964.8
|  |  | B | - | - | - | -
|  | Others | A | 481.94 | 3309405.75 | 459.86 | 3115966.48
|  |  | B | 329.31 | 1756053.58 | 373.95 | 1915872.43
Eólica Livramento S.A. | Eletrosul (78%) | Eletrobras System | A | - | - | - | -
|  |  | B | - | - | - | -
|  | Others | A | - | - | - | -
|  |  | B | 4.6325 | 18314.7186 | 4.1133 | 26448.954
Santa Vitória do Palmar S.A. (3) | Holding (78%) | Eletrobras System | A | - | - | - | -
|  |  | B | - | - | - | -
|  | Others | A | - | - | - | -
|  |  | B | 40.126 | 205855.2447 | 46.1135 | 256109.913
Eólica –Chuí Holding S.A. (3) | Holding (78%) | Eletrobras System | A | - | - | - | -
|  |  | B | - | - | - | -
|  | Others | A | - | - | - | -
|  |  | B | 21.2771 | 112162.4423 | 25.2357 | 150365.395
Hermenegildo I S.A. (4) | Holding (99,99%) | Eletrobras System | A | - | - | - | -
|  |  | B | 8224695.7383 | 38209.0426 | 9266801.476 | 41218.6458
|  | Others | A | - | - | - | -
|  |  | B | 4056000.9459 | 10788.0992 | 1949802.127 | 11199.251
Hermenegildo II S.A. (4) | Holding (99,99%) | Eletrobras System | A | - | - | - | -
|  |  | B | 7244227.2781 | 33787.0307 | 8488031.1505 | 38676.1078
|  | Others | A | - | - | - | -
|  |  | B | 5408804.9908 | 15211.7312 | 2497890.744 | 14492
Hermenegildo III S.A. (4) | Holding (99,99%) | Eletrobras System | A | - | - | - | -
|  |  | B | 6079996.5825 | 28464.8172 | 7505657.1367 | 34051.375
|  | Others | A | - | - | - | -
|  |  | B | 4380173.3028 | 12278.8382 | 1825534.634 | 10209.118
Chuí IX S.A. (4) | Holding (99,99%) | Eletrobras System | A | - | - | - | -
|  |  | B | 2375199.7098 | 11013.4118 | 2658451.5896 | 12031.9402
|  | Others | A | - | - | - | -
|  |  | B | 1296294.3922 | 3487.3314 | 607510.705 | 3531.631
Complexo Eólico Pindaí II - Coqueirinho e Papagaio | Chesf (99,96%) Sequóia (0,04%) | Eletrobras System | A | - | - | - | -
|  |  | B | - | - | - | -
|  | Others | A | - | - | - | -
|  |  | B | - | - | 328423.83 | 5884.15
Complexo Eólico Pindaí III - Tamanduá Mirim 2 | Chesf (83,01%) Sequóia (16,99%) | Eletrobras System | A | - | - | - | -
|  |  | B | - | - | - | -
|  | Others | A | - | - | - | -
|  |  | B | 1105298.98 | 11640.27 | 215656.92 | 3520.35
UHE Santo Antônio | Furnas (98%) Casa dos Ventos Energias Renováveis S.A. (2,00%) | Eletrobras System | A | 17.63 | 119990 | 17.52 | 118964.8
|  |  | B |  |  | - | -
|  | Others | A | 481.36 | 3309405.75 | 459.86 | 3115966.48
|  |  | B | 329.31 | 1756053.45 | 373.95 | 1915872.43
Mangue Seco 2 | Holding (49,%) | Eletrobras System | A | - | - | - | -
|  |  | B | - | - | - | -
|  | Others | A | 5.265 | 20999.91 | 5.265 | 20999.91
|  |  | B | - | - | - | -
(A) Through auctions
(B) Through FCE (free contracting environment) or bilateral contracts
(1) The plant is out of operation since 07.04.2014. The Data Collection System - SCD has been disabled.
(2) The SPE informs that there is no energy purchased for resale. There is no need to replace non-produced energy. If below 90% of the energy sold at the end of the 1-year cycle, there is a penalty.
(3) There was a business combination and SPE Chuí Holding S.A. became a subsidiary of SPE Santa Vitória do Palmar S.A. On 29 December, 2017, Eletrosul concluded, as provided in the Terms of Transfer in Lieu of Payment with Eletrobras, the sale of the entire equity interest in the SPE.
(4) On 29 December, 2017, Eletrosul concluded, as provided in the Terms of Transfer in Lieu of Payment with Eletrobras, the sale of the entire equity interest in the SPE.

## SPE's Average Rate
VII.1.1.3 Average Rate – R$/MWh
SPE | Eletrobras Companies (%) | 1Q19 | 2Q19
EAPSA - Energia Águas Da Pedra S.A. | Eletronorte (24,5%) Chesf (24,5%) | 218.22 | 221.4
Amapari Energia S.A. | Eletronorte (49%) | - | -
Brasventos Miassaba 3 Geradora de Energia S.A | Holding (49%) | 254.21 | 254.21
Brasventos Eolo Geradora de Energia S.A. | Holding (49%) | 255.38 | 255.38
Rei dos Ventos 3 Geradora de Energia S.A. | Holding (49%) | 255.88 | 255.88
ESBR Participações S.A. | Chesf (20%) Eletrosul (20%) | 153.8692 | 159.72
Norte Energia S.A. | Chesf (15%) Eletronorte (19,98%) Eletrobras Holding (15%) | 126.2827 | 129.11
V. de Santa Joana IX Energia Renováveis S.A. | Holding (49%) | 149.23 | 149.23
V. de Santa Joana X Energia Renováveis S.A. | Holding (49%) | 149.23 | 149.23
V. de Santa Joana XI Energia Renováveis S.A. | Holding (49%) | 149.23 | 149.23
V. de Santa Joana XII Energia Renováveis S.A. | Holding (49%) | 149.23 | 149.23
V. de Santa Joana XIII Energia Renováveis S.A. | Holding (49%) | 149.23 | 149.23
V. de Santa Joana XV Energia Renováveis S.A. | Holding (49%) | 149.23 | 149.23
V. de Santa Joana XVI Energia Renováveis S.A. | Holding (49%) | 149.23 | 149.23
V. de Santa Joana I Energia Renováveis S.A. | Holding (49%) | 178.84 | 178.84
V. de Santa Joana III Energia Renováveis S.A. | Holding (49%) | 178.33 | 178.33
V. de Santa Joana IV Energia Renováveis S.A. | Holding (49%) | 178.59 | 178.59
V. de Santa Joana V Energia Renováveis S.A. | Holding (49%) | 178.55 | 178.55
V. de Santa Joana VII Energia Renováveis S.A. | Holding (49%) | 178.57 | 178.57
V. de Santo Augusto IV Energia Renováveis S.A. | Holding (49%) | 176.73 | 176.73
U.E.E. Caiçara I S.A. | Chesf (49%) | 166.5 | 166.5
U.E.E. Caiçara II S.A. | Chesf (49%) | 166.39 | 166.39
U.E.E. Junco I S.A. | Chesf (49%) | 167.66 | 167.66
U.E.E. Junco II S.A | Chesf (49%) | 166.81 | 166.81
Eólica Serra das Vacas I S.A. | Holding (49%) | 166.5 | 166.5
Eólica Serra das Vacas II S.A. | Holding (49%) | 166.05 | 166.05
Eólica Serra das Vacas III S.A. | Holding (49%) | 166.59 | 166.59
Eólica Serra das Vacas IV S.A. | Holding (49%) | 166.67 | 166.67
Cia Energética Sinop | Chesf (24,5%) | 141.97 | 134.67
Tamanduá Mirim 2 | Chesf (83,01%) | 94.9548 | 61.26
Enerpeixe S.A. | Furnas (40%) | 117.96 | 175.19
Baguari Geração de Energia S.A. | Furnas (15%) | 228.67 | 231.59
Retiro Baixo Energética S.A. | Furnas (49%) | 227.91 | 231.33
Foz de Chapecó Energia S.A. | Furnas (40%) | 437.68 | 190.88
Serra do Facão Energia S.A. | Furnas (49,5%) | 245.36 | 247.76
Madeira Energia S.A. | Furnas (39%) | 159.74 | 165.28
Tijoá Participações e Investimentos S.A.(1) | Furnas (49,9%) | - | -
Teles Pires Participações S.A. | Furnas (49,9%) Eletrosul (24,72%) | 122.77 | 125.44
Empresa de Energia São Manoel S.A. | Furnas (33,33%) | 116.21 | 126.46
Eólica Livramento S.A. | Eletrosul (78%) | 252.9398 | 155.5199
Santa Vitória do Palmar S.A. | Holding (78,0%) | - | -
Eólica –Chuí Holding S.A. | Holding (78,0%) | - | -
Hermenegildo I S.A.* | Holding (99,99%) | - | -
Hermenegildo II S.A.* | Holding (99,99%) | - | -
Hermenegildo III S.A.* | Holding (99,99%) | - | -
Chuí IX S.A.* | Holding (99,99%) | - | -
Mangue Seco 2 | Holding (49,0%) | 250.74 | 250.74
(1) Tijoá operates the HPP Três Irmãos under the Special Administration Regime (Law no. 12,783/2013).
*On December 29, 2017 Eletrosul concluded, as provided in the Terms of Transfer in Lieu of Payment with Eletrobras, the sale of the entire equity interest in the SPE.
Note on A34: Author: Linha adicionada

## SPE's Transmission Lines
VII.1.2 Transmission
VII.1.2.1 Operational Assets
VII.1.2.1.1 Transmission Lines
SPE | From - To | Eletrobras Companies (%) | Extension (km) | Tension (kV) | Beginning of Operation | End of Concession | AAR on 06.30.19 (R$ Million) | Readjustment Index
AETE - Amazônia Eletronorte Transmissora de Energia S.A. | Coxipó-Cuiabá-Rondonópolis (MT), SE Seccionadora Cuiabá | Holding (49%) | 193 | 230 | 2005-08-01 | 1934-02-01 | 45.9584 | 1.573%
Transmissora Matogrossense de Energia S.A. – TME | LT Jauru / Cuiabá, em 230 kV, Mato Grosso | Holding (49%) | 348 | 500 | 2011-11-01 | 1939-11-01 | 51.5349 | 2.855%
Manaus Transmissora de Energia S.A. | Oriximiná - Silves - Lechuga (AM), SE Silves (ex-Itacoatiara) e SE Lechuga (ex-Cariri) | Holding (49,5%) | 559 | 500 | 2013-03-01 | 1938-10-01 | 177.76 | 2.86%
Norte Brasil Transmissora de Energia S.A. | Coletora Porto Velho (RO) - Araraquara (SPE) | Eletronorte (49%) | 2411.9 | 600 | 2014-11-01 | 1939-02-01 | 297.0809 | 3.597%
Belo Monte Transmissora de Energia S/A - BMTE | SE Conversora Xingu - SE Conversora Estreito | Eletronorte (24,5%) Furnas (24,5%) | 2092 | 800 | 2017-12-01 | 1944-06-01 | 588.947 | 102.9%
Sistema de Transmissão do Nordeste S.A. | Teresina II/PI-Sobral III/CE; Teresina II/PI-Fortaleza II/CE; Sobral III/CE-Fortaleza II/CE | Chesf (49%) | 546 | 500 | 2006-01-01 | 1934-02-01 | 15.6499 | 1.043%
Interligação Elétrica do Madeira S.A. | LT Coletora Porto Velho/ Araraquara II, CS | Chesf (24,5%) Furnas (24,5%) | 2375 | 600 | 2013-08-01 | 1939-02-01 | 300.4067 | IPCA
Interligação Elétrica Garanhuns S.A. | L.Gonzaga/Garanhuns II; Garanhuns II/Campina Grande III; Garanhuns II/Pau Ferro; Garanhuns II/Angelim I | Chesf (49%) | 224 190 239 13 | 500 500 500 230 | Nov/15 Nov/15 Dec/15 Mar/16 | 1941-12-01 | 90.0424 | 1.031%
Extremoz Transmissora do Nordeste –ETN S.A. | LT Ceará Mirim/João Câmara II LT Ceará Mirim/ Extremoz II LT Ceará Mirim/ Campina III, 500 kV LT Campina Grande III/Campina Grande II, 230 kV | Chesf (100%) | 64 19 192 10 | 500 230 500 230 | Ouc/14 Ouc/14 May/15 May/15 | 1941-10-01 | 45.9515 | 2.855%
Baguari Energia S.A. (1) | UHE Baguari - SE Baguari | Furnas (15%) | 2.5 | 230 | 2010-02-01 | 1941-08-01 | - | -
Centroeste de Minas | Furnas – Pimenta II | Holding (49%) | 62.7 | 345 | 2010-03-01 | 1935-03-01 | 18.1408 | IPCA
Enerpeixe S.A. (1) | Peixe Angical – Peixe 2 | Furnas (40%) | 20 | 500 | 2006-04-01 | 1936-11-01 | - | IPCA
| LT Peixe Angical – Gurupi * | Furnas (40%) | 17
Goiás Transmissão S.A. | Rio Verde Norte – Trindade | Furnas (49%) | 187 | 500 | 2013-12-01 | 1940-07-01 | 58.9589 | IPCA
| Trindade – Xavantes | Furnas (49%) | 37 | 230 | 2013-12-01
| Trindade – Carajás | Furnas (49%) | 30 | 230 | Oct/13
MGE Transmissão S.A. | Mesquita - Viana 2 | Furnas (49%) | 252 | 500 | 2014-06-01 | 1940-07-01 | 35.1307
| Viana 2 – Viana | Furnas (49%) | 8 | 345 |  |  |  | IPCA
Retiro Baixo Energética S.A. (1) | UHE Retiro Baixo – SE Curvelo | Furnas (49%) | 45 | 138 | 2010-10-01 | 1941-08-01 | - | IPCA
Serra do Facão Energia S.A. (1) | UHE Serra do Facão – SE Celg de Catalão | Furnas (49,4737%) | 32 | 138 | 2010-10-01 | 1936-11-01 | - | IPCA
Transenergia Renovável S.A. | Barra dos Coqueiros – Quirinópolis | Furnas (49%) | 51.47 | 230 | 2011-04-01 | 1939-04-22 | 57.2025 | IPCA
| Quirinópolis - UTE Quirinópolis |  | 33.95 | 138 | 2011-05-01 | 2025-06-30
| Quirinópolis - UTE Boavista |  | 16.5 | 138 | 2011-05-01 | 2025-06-30
| Chapadão – Jataí |  | 138.05 | 230 | 2012-12-01 | 2039-04-22
| Jataí – Mineiros |  | 61.4 | 138 | 2012-12-01 | 2025-06-30
| Jataí - UTE Jataí |  | 51.56 | 138 | 2012-12-01 | 2025-06-30
| Jataí - UTE Água Emendada |  | 32.57 | 138 | 2012-12-01 | 2025-06-30
| Mineiros - Morro Vermelho |  | 46.86 | 138 | 2012-12-01 | 2025-06-30
| Morro Vermelho - UTE Morro Vermelho |  | 30.2 | 138 | 2012-12-01 | 2025-06-30
| Palmeiras – Edéia |  | 58.57 | 230 | 2013-05-01 | 2039-04-22
| Edéia - UTE Tropical Bionenergia I e II |  | 49 | 138 | May/13 | 2025-06-30
Transenergia Goiás S.A. | Serra da Mesa – Niquelândia | Furnas (99%) | 100 | 230 | 2017-09-01 | 1939-09-01 | 12.3397 | IPCA
| Niquelândia - Barro Alto | Furnas (99%) | 89 | 230 | 2016-05-01 | 1939-11-01
Paranaíba Transmissora de Energia S.A. | Luziânia - Pirapora II | Furnas (24,5%) | 368.1 | 500 | 2016-05-09 | 2043-05-01 | 131.3655 | IPCA
| Rio das Éguas - Luziânia |  | 346.2 | 500 | 2016-07-30 | 2043-05-01
| Barreiras II - Rio das Éguas |  | 239.1 | 500 | 2017-01-01 | 1943-05-01
Lago Azul Transmissora S.A. | Barro Alto - Itapaci | Furnas (49,9%) | 69 | 230 | 2016-09-19 | 2044-05-14 | 4.0877 | IPCA
Vale do São Bartolomeu Transmissora de Energia S.A. | Samambaia - Brasília Sul | Furnas (39%) | 14 | 345 | 2016-05-31 | 1943-10-01 | 36.7334 | IPCA
| Brasília Sul - Brasília Geral | Furnas (39%) | 13.5 | 230 | 2017-05-01 | 1943-10-01 |  | IPCA
| Luziânia - Brasília Leste (C1) | Furnas (39%) | 67 | 500 | 2018-02-01 | 1943-10-01 |  | IPCA
| Luziânia - Brasília Leste (C2) | Furnas (39%) | 67 | 500 | 2018-02-01 | 1943-10-01 |  | IPCA
Triângulo Mineiro Transmissora S.A. | Marimbondo II - Assis | Furnas (49%) | 296.5 | 500 | 2016-12-01 | 1943-08-01 | 40.4337 | IPCA
Madeira Energia AS (1) (2) | LT Usina a SE elevadora | Furnas (43,06%) | 10 | 500 | 2006-04-01 | 1936-11-01 | - | -
Belo Monte Transmissora de Energia S.A. | Xingu – Estreito | Furnas (24,5%) | 2092 | 800 | 2017-12-12 | 1944-06-01 | 588.947 | IPCA
Empresa de Energia São Manoel S.A. (1) | LT SE São Manoel - SE Paranaíta | Furnas (33,33%) | 40 | 500 | 2017-12-01 | 2049-04-09 | - | -
Teles Pires Participações S.A. (1) | LT UHE Teles Pires-Paranaíta | Furnas (24,5) | 7.5 | 500 | 2011-06-07 | 2046-06-07 | - | IPCA
Etau (3) | Campos Novos (SC) – Barra Grande (SC) – Lagoa Vermelha (RS) – Santa Marta (RS) | Holding (27,42%)** | 188 | 230 | 2005-07-24 | 1932-12-17 | 37.2812 | IGPM
Luziânia-Niquelândia | SE Luziânia SE Niquelândia | Holding (49%) | - | - | Jun/14 Aug/15 | May/42 May/42 | 15.5864 | -
Brasventos | LT Miassaba 3 - Açú 2 | Holding (24,5%) | 73 | 230 | 2014-02-01 | - | - | -
| LT Rei dos Ventos - Miassaba 3 | Holding (24,5%) | 42 | 230 | 2014-02-01 | - | - | -
Transmissora Sul Brasileira de Energia – TSBE | Salto Santiago – Itá | Eletrosul (100%)** | 187 | 525 | 2014-02-04 | 1942-05-09 | 17.3126 | IPCA
| Itá – Nova Santa Rita | Eletrosul (100%)** | 307 | 525 | 2014-08-04 |  | 28.5422 | IPCA
| Nova Santa Rita – Camaquã | Eletrosul (100%)** | 126 | 230 | 2014-12-09 |  | 6.5662 | IPCA
| Camaquã 3 - Povo Novo - Quinta | Eletrosul (100%)** | 168 | 230 | 2014-12-09 |  | 7.5273 | IPCA
Transmissora Sul Litorânea de Energia - TSLE | Povo Novo – Marmeleiro, CS | Eletrosul (51%)** | 152 | 525 | 2014-12-19 | 1942-08-26 | 17.2945 | IPCA
| Nova santa Rita – Povo Novo, CS |  | 268 | 525 | 2015-04-13 |  | 29.8847
| Marmeleiro – Santa Vitória do Palmar |  | 48 | 525 | 2014-12-19 |  | 5.5303
Fronteira Oeste Transmissora de Energia S.A. (Fote) (6) | Seccionamento LT Alegrete 1 - Santa Maria 1 | Eletrosul (51%)** | 1.95 | 138 | 2016-05-19 | 1944-01-01 | - | IPCA
| Linha de Transmissão Foz do Chapecó - Pinhalzinho 2 (C1) | Eletrosul (51%)** | 36 | 230 | 2018-02-01 | 1944-01-01 | 1.4105 | IPCA
(1) There is no AAR because equipments are of the generating plant restricted interest.
(2) On 08/28/2018, the shareholders approved the capital increase of the company and paid for this increase. On 10/2/2018, FURNAS subscribed the portion of the unsubscribed subscriptions by CEMIG and SAAG. The amount subscribed increased its shareholding to 41.54%. Furnas made financial contributions to MESA, due to the approval of the SPE Extraordinary General Meeting (10/03/2018), which increased the subscribed capital by R$ 300 million. Odebrecht Energia do Brasil and Caixa FIP Amazônia did not subscribe and the shareholding of Furnas increased to 42.46%. A new capital increase was approved at the Extraordinary Shareholders 'Meeting held on November 29, 2011 and after Furnas' contribution, its shareholding increased to 43.06%.
(3) On June 4, 2018, Eletrosul concluded, as provided in the Terms of Transfer in Lieu of Payment with Eletrobras, the sale of the entire equity interest in the SPE.
(4) On June 6, 2018, Eletrosul concluded, as provided in the Terms of Transfer in Lieu of Payment with Eletrobras, the sale of the entire equity interest in the SPE.
(5) In 2Q19 - we inform that SPE TSBE's revenue classification understanding changed in the amount of R$ 8,193,374.02, which became Transmission Line Function revenue and no longer Substation revenue.
(6) AAR included in SS Santa Maria 3.
* TL does not belong to the SPE
** According to Aneel Resolution nº 2,408 / 2018.

## SPE'B Substations
VII.1.2.1.2 Substations
SPE | Substation | Eletrobras Companies (%) | Transformation Capacity - MVA | Beginning of Operation | End of Concession | AAR on 06.30.19 (R$ million) | Readjustment Index
AETE - Amazônia Eletronorte Transmissora de Energia S.A. (*) | Switching SS Cuiabá | Holding (49%) | n/a | 2005-08-01 | 1934-02-01 | 3.5044 | 1.573%
BRASNORTE Transmissora de Energia S.A. (1) | SS Juba SS Maggi - 230/138 kV | Holding (49,71%) | 300 100 | 2009-09-01 | 1938-03-01 | 6.7792 | IPCA
Manaus Transmissora de Energia S.A. | SS Silves (ex-Itacoatiara) SS Lechuga (ex-Cariri) | Holding (49,5%) | 150 1800 | 2013-03-01 | 1938-10-01 | 177.76 | 2.86%
Transmissora Matogrossense de Energia S.A. – TME (1) | SS Jauru 500/230 kV | Holding (49%) | 750 | 2011-11-01 | 1939-11-01 | - | 2.855%
Belo Monte Transmissora de Energia S/A - BMTE | Converting SS Xingu Converting SS Estreito | Eletronorte (24,5%) Furnas (24,5%) | 4000 3850 | 2017-12-01 | 1944-06-01 | 588.947 | -
Interligação Elétrica do Madeira S.A. | Rectifier Substation CA/CC from 500 kV to +/- 600 kV; Rectifier Substation CC/CA from +/- 600 kV to 500 kV. | Chesf (24,5%) Furnas (24,5%) | 3832 3632 | 2014-05-01 | 1939-02-01 | 560.0296 | 2.86%
TDG – Transmissora Delmiro Gouveia S.A. | SS – Pecém II, of 500/230 kV; SS – Aquiraz, of 230/69 kV | Chesf (49%) | 3600 450 | 2013-10-01 | 1940-07-01 | 27.0385 | 1.029%
Interligação Elétrica Garanhuns S.A. (2) | SS – Garanhuns, 500/230 kV SS – Pau Ferro, 500/230 kV | Chesf (49%) | 600 1500 | Nov/15 Dec/15 | 1941-12-01 | - | 1.031%
Extremoz Transmissora do Nordeste - ETN S.A. | SS – João Câmara II, 500/138 kV SS – Ceará Mirim, 500/230 kV SS – Campina Grande III, 500/230 kV | Chesf (100%) | 1.800 900 1.200 | Oct/14 Oct/14 May/15 | 1941-10-01 | 16.1966 | 2.855%
Luziânia Niquelândia Transmissora S.A. (2) | SS Luziânia | Holding (49%) | 450 | 2014-06-01 | 1942-05-09 | 15.5864 | IPCA
Luziânia Niquelândia Transmissora S.A. (2) | SS Niquelândia | Holding (49%) | 30 | 2015-08-01 | 1942-05-09 | 2.9273 | IPCA
Caldas Novas Transmissão S.A. (3) | Expansion of SS Corumbá | Furnas (49,9%) | 150 | 2013-07-01 | 2041-06-15 | 4.742 | IPCA
Baguari Energia S.A. (4) | SS of Baguari Plant | Furnas (15%) | 155.6 | 2006-08-01 | 1941-08-01 | - | -
Enerpeixe S.A. (4) | SS of Peixe Angical Plant | Furnas (40%) | 525 | 2001-11-01 | 1936-11-01 | - | -
Teles Pires Participações S.A. (4) | SS HPP Teles Pires (5) | Furnas (24,5%) | - | 2011-06-07 | 2046-06-07 | - | -
Goiás Transmissão S.A. | SS Trindade | Furnas (49%) | 1200 | 2013-11-01 | 1940-07-01 | 58.9589 | -
Madeira Energia S.A. (4) | SS of Santo Antônio Plant | Furnas (43,06%) | 3630 | 2007-08-01 | 1943-06-01 | - | -
MGE Transmissão S.A. | Viana 2 | Furnas (49%) | 900 | 2014-08-01 | 1940-07-01 | 35.1307 | -
Retiro Baixo Energética S.A. (4) | SS of Retiro Baixo Plant | Furnas (49%) | 100 | 2006-08-01 | 1941-08-01 | - | -
Serra do Facão Energia S.A. (4) | SS of Serra do Facão Plant | Furnas (49,5%) | 236.4 | 2001-11-01 | 1936-11-01 | - | -
Transenergia Renovável S.A | Edéia | Furnas (49%) | 150 | 2012-02-01 | 2025-06-30 | 57.2 | -
| Jataí |  | 450 | 2012-12-01 | 2025-06-30 |  | -
| Mineiros |  | 0 | 2012-12-01 | 2025-06-30 |  | -
| Morro Vermelho |  | 0 | 2012-12-01 | 2025-06-30 |  | -
| Quirinópolis |  | 225 | 2011-04-01 | 2025-06-30 |  | -
Transenergia São Paulo S.A | Itatiba | Furnas (49%) | 1200 | 2012-08-01 | 1939-11-01 | 20.3714 | -
Interligação Elétrica do Madeira S.A. | Rectifier station CA/CC from 500 kV to +/- 600 kV | Furnas (24,5%) | 3832 | 2014-05-01 | 2039-02-01 | 560.0296 | -
| Converting station CC/CA from +/- 600 kV to 500 kV |  | 3632 | 2014-05-01 | 1939-02-01
Companhia Transleste de Transmissão (2) | SS Irapé | Holding (24%) | n/a | 2005-12-01 | 1935-12-01 | 42.543 | -
Companhia Transirapé de Transmissão (2) | SS Araçuaí 2 | Holding (24,5%) | 450 | 2007-05-01 | 2037-05-01 | 34.5351 | -
| SS Irapé | Holding (24,5%) | 450 | 2007-05-01 | 2037-05-01 | - | -
Triângulo Mineiro Transmissora S.A. | SS Marimbondo II | Furnas (49%) | - | 2016-12-01 | 1943-08-01 | - | -
| SS Assis |  | - | 2016-12-01 | 1943-08-01 |  | -
Vale do São Bartolomeu Transmissora de Energia S.A. | SS Brasília Leste 500/138 kV | Furnas (39%) | 1260 | 2018-02-01 | 1943-10-01 | 36.7334 | IPCA
Empresa de Energia São Manoel S.A. (4) | SS of São Manoel Plant SS Paranaíta | Furnas (33,33%) | - | 2017-12-28 | 2049-04-09 | - | -
Etau (5) | Lagoa Vermelha 2 230/138KV; Barra Grande 230/138 KV; Santa Marta 230 KV - Line input; Expansion Lagoa Vermelha 2 230/138KV | Holding (27,42%) | 150 - - 150 | Apr/05 Jul/05 Jul/05 Oct/16 | 1932-12-17 | 10.7201 | IGPM
Transmissora Sul Brasileira de Energia – TSBE (6)(7) | SS Expansion 525 KV Salto Santiago; SS Expansion 525 kV Itá SS Expansion 525/230kV; Nova Santa Rita; Camaquã 3 230/69Kv ; SS Expansion 230 kV Quinta | Eletrosul (100%) | - - - 166 - | Feb/14 Aug/14 Aug/14 Dec/14 Dec/14 | 2042-05-09 | 3.3591 | IPCA
Transmissora Sul Litorânea de Energia - TSLE (7) | SS Expansion 525 Kv Povo Novo; Povo Novo525/230 kV; Santa Vitória do Palmar 525/138 kV; Marmeleiro 525 kV - synchronous compensator ±200 Mvar; SS Expansion Nova Santa Rita 525kV. | Eletrosul (51%) | 672 672 75 - - | Jan/18 Dec/14 Dec/14 Dec/14 Apr/15 | 1942-08-26 | 61.0605 | IPCA
Fronteira Oeste Transmissora de Energia S.A. (Fote) (7) | Substation Pinhalzinho 2 SS Expansion Santa Maria 3, 230/138 kV SS Expansion Foz do Chapecó (conection of TL Pin2-Foz Chap. C2) | Eletrosul (51%) | 450 166 | Feb/18 May/2016 Feb/18 | 2044-01-28 | 10.3663 | IPCA
(1) Remuneration included in the AAR of the transmission line.
(2) Entreprise will be transferred to Eletrobras after approval by the responsible sectoral entities and the financing agents, according to the case. Auction expected to be held in the second half of 2018.
(3) Remuneration included in the Transmission Line AAR.
(4) There is no AAR because equipments are of the generating plant restricted interest.
(5) Line entries and inscriptions associated with Campos Novos - Santa Marta TL located at the substations. On June 4, 2018, Eletrosul concluded, as provided in the Terms of Transfer in Lieu of Payment with Eletrobras, the sale of the entire equity interest in the SPE.
(6) In 2Q19 - we inform that SPE TSBE's revenue classification understanding changed in the amount of R$ 8,193,374.02, which became Transmission Line Function revenue and no longer Substation revenue.
(7) According to Aneel Resolution nº 2,408 / 2018.

## SPE's Financing and Loans
VII.2 Financing and Loans – R$ million
SPE | Eletrobras Companies (%) | BNDES - Brazilian Development Bank (a) | [7 empty] | Other Creditors (b) | [7 empty] | Total (a+b)
|  | 2019 | 2020 | 2021 | 2022 | 2023 | 2024 | 2025 | After 2025 | 2019 | 2020 | 2021 | 2022 | 2023 | 2024 | 2025 | After 2025
Belo Monte Transmissora de Energia S.A | Eletronorte (24,5%) | 0.12 | 0.36 | 0.36 | 0.37 | 0.37 | 0.38 | 0.38 | - | 0.02 | 0.04 | 0.06 | 68.56 | 79.39 | 92.11 | 102.46 | - | 344.98
Furnas (24,5%)
Energética Águas da Pedra S.A. | Eletronorte (24,5%) | 17.36 | 35.11 | 35.45 | 35.8 | 36.15 | 36.51 | 36.87 | 29.64 | - | - | - | - | - | - | - | - | 262.89
| Chesf (24,5%) | [6 empty] | 36.87 | [7 empty] | 36.87
Norte Brasil Transmissora de Energia S.A. (1) | Eletronorte (49%) | 69.32 | 76.23 | 78.37 | 81.13 | 84.8 | 89.95 | - | - | 149.73 | 149.89 | 150.05 | 150.21 | 150.37 | 150.52 | - | - | 1380.57
Manaus Transmissora de Energia S.A. | Holding (49,5%) | 228.357 | 196.2228 | 163.9256 | 131.4666 | 98.8452 | 66.0611 | 33.1127 | - | 406.6723 | 377.8326 | 347.774 | 315.9908 | 282.3384 | 246.1927 | 208.5343 | - | 3103.3261
Transmissora Matogrossense de Energia S.A. | Holding (49%) | 3.3636 | 6.43 | 6.43 | 6.43 | 6.43 | 6.43 | 6.43 | 2.6834 | 3.5291 | 6.1538 | 6.1538 | 6.1538 | 6.1538 | 6.1538 | 6.1538 | 19.4872 | 104.5662
Brasventos Eolo Geradora de Energia S.A. | Holding (49%) | 16.28 | 15.68 | 15.08 | 14.48 | 13.88 | 13.28 | 12.68 | 59.85 | - | - | - | - | - | - | - | - | 161.21
Brasventos Miassaba 3 Geradora de Energia S.A. | Holding (49%) | 16.53 | 15.91 | 15.29 | 14.68 | 14.06 | 13.44 | 12.83 | 60.51 | - | - | - | - | - | - | - | - | 163.25
Rei dos Ventos 3 Geradora de Energia S.A. | Holding (49%) | 17.16 | 16.53 | 15.9 | 15.26 | 14.63 | 14 | 13.37 | 63.08 | - | - | - | - | - | - | - | - | 169.93
Norte Energia S.A. | Eletronorte (19,98%) | 1287.67 | 1485.05 | 1488.1 | 1491.19 | 1494.28 | 1497.37 | 1500.46 | 6027.58 | 977.44 | 1147.74 | 1150.77 | 1153.82 | 1156.87 | 1159.93 | 1162.99 | 3715.82 | 27897.08
Chesf (15%)
Eletrobras Holding (15%)
Companhia Energética Sinop S.A. | Eletronorte (24,5%) | 53 | 94 | 50 | 26 | 28 | 31 | 33 | 775 | 17 | 1 | 2 | 6 | 10 | 14 | 18 | 196 | 1354
Chesf (24,5%)
Sistema de Transmissão Nordeste S.A. | Chesf (49%) | - | - | - | - | - | - | - | - | 11.56 | 23.71 | 18.25 | 13.49 | 14.37 | 6.98 | 0 | 0 | 88.36
Interligação Elétrica do Madeira S.A. | Chesf (24,5%) | 232.48 | 223.2 | 214.03 | 199.52 | 165.86 | 156.91 | 156.91 | 476.21 | 105.19 | 122.48 | 127.47 | 132.62 | 131.96 | 137.1 | 137.1 | 296.07 | 3015.11
Furnas (24,5%)
Interligação Elétrica Garanhuns S.A. | Chesf (49%) | 16.9908 | 32.8482 | 32.8482 | 32.8482 | 28.0859 | 18.5613 | 18.5613 | 55.6839 | - | - | - | - | - | - | - | - | 236.4277
Transmissora Delmiro Gouveia S.A. | Chesf (49%) | - | - | - | - | - | - | - | - | 0 | 3 | 5 | 6 | 7 | 8 | 10 | 118 | 157
ESBR Participações S.A. | Chesf (20%) | 0.1976 | 0.36001 | 0.36001 | 0.36001 | 0.36001 | 0.36001 | 0.35202 | 2.9967 | 0.19797 | 0.35865 | 0.35865 | 0.35865 | 0.35865 | 0.35865 | 0.35865 | 3.0526 | 10.7489
Eletrosul (20%)
Chapada do Piauí I Holding (2) | Holding (49%) | 23.5446 | 25.8211 | 28.2821 | 30.9375 | 33.7758 | 36.9131 | 38.7588 | 337.4436 | 0.086768 | 0.43384 | 0.2603 | 0.086768 | 6.0737 | 8.6768 | 9.1106 | 61.4746 | 641.68
Chapada do Piauí II Holding (3) | Holding (49%) | 36.9568 | 37.2612 | 37.5629 | 37.8566 | 38.1446 | 38.4269 | 40.3482 | 248.8447 | - | - | - | - | - | - | - | - | 515.402
Eólica Serra das Vacas I S.A. | Holding (49%) | 69.8018 | 67.5556 | 64.3401 | 60.8528 | 57.0709 | 52.9694 | 48.5213 | 43.6974 | - | - | - | - | - | - | - | - | 464.8094
Eólica Serra das Vacas II S.A. | Holding (49%) | 63.1593 | 61.1269 | 58.2174 | 55.062 | 51.6399 | 47.9287 | 43.9039 | 39.5391 | - | - | - | - | - | - | - | - | 420.5772
Eólica Serra das Vacas III S.A. | Holding (49%) | 63.1593 | 61.1269 | 58.2174 | 55.062 | 51.6399 | 47.9287 | 43.9039 | 39.5391 | - | - | - | - | - | - | - | - | 420.5772
Eólica Serra das Vacas IV S.A. | Holding (49%) | 63.1593 | 61.1269 | 58.2174 | 55.062 | 51.6399 | 47.9287 | 43.9039 | 39.5391 | - | - | - | - | - | - | - | - | 420.5772
Vamcruz I | Holding (49%) | 38.65 | 37.52 | 36.25 | 34.96 | 33.65 | 32.39 | 30.93 | 168.42 | - | - | - | - | - | - | - | - | 412.77
Extremoz Transmissora do Nordeste –ETN S.A. | Chesf (100%) | - | - | - | - | - | - |  | - | 4.09 | 8.18 | 9.1 | 11.85 | 15.52 | 16.45 | 17.38 | 79.04 | 161.61
Foz do Chapecó | Furnas (40%) | 229.2781 | 218.0592 | 206.7162 | 195.3757 | 184.0216 | 171.821 | 416.2395 | - | - | - | - | - | - | - | - | - | 1621.5114
Enerpeixe | Furnas (40%) | - | - | - | - | - | - | - | - | 225.0901 | 141.0902 | 142.0823 | 136.9397 | 280.4354 | 0 | 0 | - | 925.6377
Santo Antônio | Furnas (39%) | 307.2764 | 568.724 | 693.633 | 1376.3758 | 2222.246 | 1705.2272 | 1350.1983 | - | 283.2864 | 379.2085 | 461.4624 | 620.0929 | 782.3483 | 762.9319 | 1455.0009 | - | 12968.0121
Teles Pires | Furnas (24,5%) | 347.1985 | 336.34 | 325.28 | 314.17 | 302.99 | 292.5 | 280.09 | - | 99.22 | 98.47 | 102.98 | 101.91 | 98.47 | 93.69 | 89 | - | 2882.3085
Eletrosul (24,72%)
Centroeste de Minas | Holding (49%) | 4.0502 | 3.6894 | 3.4897 | 3.3169 | 1.0639 | 0 | 0 | 0 | - | - | - | - | - | - | - | - | 15.6101
Serra do Facão | Furnas (49,5%) | 64.6342 | 60.7542 | 57.5517 | 54.3507 | 51.1491 | 47.9968 | 44.7229 | - | - | - | - | - | - | - | - | - | 381.1597
Retiro Baixo | Furnas (49%) | 21.2926 | 20.3438 | 19.5643 | 18.6799 | 17.8356 | 17.0294 | 16.862 |  | - | - | - | - | - | - | - | - | 131.6076
Goiás Transmissão | Furnas (49%) | 18.0143 | 18.1056 | 16.455 | 15.6088 | 14.7815 | 13.9541 | 13.1364 | - | - | - | - | - | - | - | - | - | 110.0556
MGE Transmissão | Furnas (49%) | 15.0076 | 14.9934 | 13.6417 | 12.9282 | 12.2279 | 11.5276 | 10.8329 | - | - | - | - | - | - | - | - | - | 91.1593
Transenergia São Paulo | Furnas (49%) | 8.0262 | 7.4627 | 6.9339 | 6.6006 | 6.275 | 5.9463 | 5.6195 | - | - | - | - | - | - | - | - | - | 46.8641
Transenergia Renovável | Furnas (49%) | 22.3477 | 22.2404 | 18.2154 | 16.8522 | 15.9004 | 14.9507 | 14.0081 | - | - | - | - | - | - | - | - | - | 124.5149
Triângulo Mineiro Transmissão S.A. | Furnas (49%) | - | - | - | - | - | - | - | - | 27.1712 | 27.1712 | 27.1712 | 27.1712 | 27.1712 | 0 | 0 | - | 135.8562
Vale de São Bartolomeu Transmissão S.A. | Furnas (39%) | - | - | - | - | - | - | - | - | 25.6277 | 25.6277 | 25.6277 | 25.6277 | 25.6277 | 0 | 0 | - | 128.1386
Mata de Santa Genebra S.A. | Furnas (49,9%) | 71.0662 | 136.4443 | 136.1429 | 136.0829 | 136.0179 | 136.1447 | 23.5373 | - | - | - | - | - | - | - | - | - | 775.4362
Companhia Transirapé de Transmissão S.A. | Holding (24,5%) | 343 | 485 | 485 | 485 | 485 | 485 | 485 | 161 | 5693 | 14050 | 12980 | 10063 | 2803 | 619 | 421 | 1649 | 51692
Companhia Transleste de Transmissão S.A. | Holding (24,5%) | - | - | - | - | - | - | - | - | 8291 | 17805 | 17567 | 13969 | 3238 | 3183 | 585 | 0 | 64638
Companhia Transudeste de Transmissão S.A. | Holding (25%) | - | - | - | - | - | - | - | - | 6108 | 12173 | 12173 | 9130 | - | - | - | - | 39584
São Manoel | Furnas (33,33%) | - | - | - | - | - | - | - | - | 212.8452 | 221.6602 | 225.7994 | 225.8574 | 202.8741 | 211.4862 | 218.2337 | - | 1518.7561
Paranaíba Transmissora de Energia S.A. | Furnas (24,5%) | 73.2822 | 74.4295 | 75.4215 | 76.4546 | 77.5327 | 78.6597 | 79.8404 | - | 12.8335 | 15.6283 | 14.9875 | 15.7275 | 20.892 | 26.0545 | 25.6161 | - | 667.3599
Caldas Novas Transmissão S.A. | Furnas (49%) | 2.0287 | 1.9331 | 1.8452 | 1.7591 | 1.5413 | 1.0722 | 3.2838 | - | - | - | - | - | - | - | - | - | 13.4634
Luziânia Transmissora de Energia S.A. | Holding (49%) | - | - | - | - | - | - | - | - | 2.3561 | 5.2068 | 5.0196 | 4.8324 | 2.6769 | 2.5597 | 2.4425 | 2.8087 | 27.9027
Itaguaçu da Bahia Energias Renováveis S.A. (4) | Furnas (49%) | - | - | - | - | - | - | - | - | 0 | 0 | 0 | 0 | 0 | 0 | 0 |  | 0
Uirapuru Transmissora de Energia S.A. (4) | Holding (75%) | - | - | - | - | - | - | - | - | - | - | - | - | - | - | - | - | 0
Transmissora Sul Litorânea de Energia S.A. | Eletrosul (51%) | 34.341 | 41.909 | 41.909 | 41.909 | 41.909 | 41.909 | 41.909 | 122.858 | 13.079 | 13.079 | 13.079 | 13.079 | 13.079 | 13.079 | 13.079 | 65.392 | 565.598
Transmissora Sul Brasileira de Energia S.A. | Eletrosul (80%) | - | - | - | - | - | - | - | - | - | - | - | - | - | - | - | - | 0
Santa Vitória do Palmar Holding S.A. (5) | Holding (78%) | 17.7276 | 32.3454 | 32.3454 | 32.3454 | 32.3454 | 32.3454 | 32.3454 | 177.8998 | 8.4979 | 16.2118 | 16.2118 | 16.2118 | 16.2118 | 16.2118 | 16.2118 | 89.1647 | 584.633
Livramento Holding S.A. | Eletrosul (59%) | 1.8502 | 3.4129 | 3.4129 | 3.4129 | 3.4129 | 3.4129 | 3.4129 | 15.3579 | - | - | - | - | - | - | - | - | 37.6852
Chuí Holding S.A. (5) | Holding (78%) | 13.9568 | 25.3727 | 25.3727 | 25.3727 | 25.3727 | 25.3727 | 25.3727 | 152.2362 | - | - | - | - | - | - | - | - | 318.4292
Fronteira Oeste Transmissora de Energia (6) | Eletrosul (51%) | - | - | - | - | - | - | - | - | - | - | - | - | - | - | - | - | 0
Chuí IX (7) | Holding (99,99%) | 4.7375 | 4.5334 | 4.3293 | 4.1251 | 3.921 | 3.7169 | 3.5128 | 17.8572 | 2.0761 | 1.9866 | 1.8971 | 1.8077 | 1.7182 | 1.6288 | 1.5393 | 7.8253 | 67.2123
Hermenegildo I (7) | Holding (99,99%) | 16.4467 | 15.738 | 15.0294 | 14.3207 | 13.612 | 12.9034 | 12.1947 | 61.9923 | 7.2075 | 6.8969 | 6.5864 | 6.2758 | 5.9653 | 5.6547 | 5.3442 | 27.1672 | 233.3352
Hermenegildo II (7) | Holding (99,99%) | 16.45 | 15.74 | 15.03 | 14.32 | 13.62 | 12.91 | 12.2 | 62.01 | 7.21 | 6.9 | 6.59 | 6.28 | 5.97 | 5.66 | 5.35 | 27.17 | 233.41
Hermenegildo III (7) | Holding (99,99%) | 14.02 | 13.41 | 12.81 | 12.2 | 11.6 | 11 | 10.39 | 52.83 | 6.14 | 5.88 | 5.61 | 5.35 | 5.08 | 4.82 | 4.55 | 23.15 | 198.84
Empresa de Transmissão do Alto Uruguai S.A. | Holding (51%) | - | - | - | - | - | - | - | - | - | - | - | - | - | - | - | - | 0
Paraíso Transmissora de Energia S.A. (6) | Eletrosul (24,5%) | - | - | - | - | - | - | - | - | - | - | - | - | - | - | - | - | 0
Etau | Holding (27,42%) | 2332.7162 | 5669.1351 | 5874.1074 | 3423.6974 | 2282.465 | 0 | 0 | 0 | 10137.5298 | - | - | - | - | - | - | - | 29719.6509
Mangue Seco 2 | Holding (49%) | 1.4807 | 1.6266 | 1.7828 | 1.9503 | 2.1299 | 2.3219 | 2.5273 | 19.553 | 3.0218 | 3.3195 | 3.6385 | 3.9801 | 4.3467 | 4.7386 | 5.1577 | 39.9041 | 101.4795
Fortim (8) | Furnas (100%) | - | - | - | - | - | - | - | - | - | - | 0.59874 | 7.7202 | 13.7434 | 15.3609 | 17.0354 | - | 54.4587
(1) Outstanding balances in December 31.
(2) The participation of SPEs V. Santa Joana IX, X, XI, XII, XIII, XIV and XV Renewable Energy SA were merged into the Chapada company Piauí I Holding S.A.
(3) The participation of SPEs V. Santa Joana I, III, IV, V, VII, Santo Augusto IV Energia Renováveis S.A. were merged into the Chapada company Piauí II Holding S.A.
(4) No loans and financing.
(5) There was a business combination and SPE Chuí Holding S.A. became a subsidiary of SPE Santa Vitória do Palmar S.A. On 29 December, 2017, Eletrosul concluded, as provided in the Terms of Transfer in Lieu of Payment with Eletrobras, the sale of the entire equity interest in the SPE.
(6) No loans and financing on the reference date 03.31.2019.
(7) On 29 December, 2017, Eletrosul concluded, as provided in the Terms of Transfer in Lieu of Payment with Eletrobras, the sale of the entire equity interest in the SPE.
(8) Fortim is the complex that considers 5 SPEs (Wind Energy V S.A., Wind Energy VI S.A., Wind Energy VII S.A., Wind Energy VIII S.A. and Wind Energy IX S.A.).

## Financing and Loans
IV.3.1 Financing and Loans – R$ Million
Local Currency (LC) + Foreign Currency (FC)
Eletrobras Companies | Elebrobras (1) | [7 empty] | Other Creditors (b) | [7 empty] | Total (1+2)
| 2019 | 2020 | 2021 | 2022 | 2023 | 2024 | 2025 | After 2025 | 2019 | 2020 | 2021 | 2022 | 2023 | 2024 | 2025 | After 2025
Eletronorte | 81.28 | 139.74 | 142.76 | 145.96 | 149.37 | 131.65 | 91.02 | 307.47 | 95.72 | 295.39 | 278.99 | 282.19 | 283.39 | 202.75 | 167.54 | 688.39 | 3483.61
Chesf | - | - | 0 | 0 | 0 | 0 | 0 | - | 137.0789 | 176.3038 | 178.0046 | 132.3167 | 123.3802 | 73.0575 | 46.8113 | 213.2748 | 1080.2278
Furnas | 290 | 488 | 512 | 351 | 239 | 123 | 123 | 612 | 577 | 1039 | 754 | 776 | 1383 | 211 | 173 | 490 | 8141
Eletronuclear | 82.4 | 518 | 183.5 | 183.6 | 183.6 | 183.6 | 108.1 | 411.3 | 125.9 | 212.4 | 225.1 | 234.8 | 250.2 | 268.3 | 287.7 | 5173.8 | 8632.3
Eletrosul (1) | 27.9755 | 48.8767 | 54.9254 | 56.3986 | 57.8719 | 57.8719 | 57.8719 | 423.8114 | 159.3674 | 371.6738 | 433.3878 | 149.5899 | 121.0929 | 93.3151 | 93.3151 | 223.5999 | 2430.9451
CGTEE | 1593.4068 | 342.6566 | 300.2886 | 263.5691 | 251.6437 | 245.3124 | 245.3124 | 242.4697 | - | - | - | - | - | - | - | - | 3484.6594
Amazonas GT (2) | 1454 | 208 | 354.2 | 184.5 | 160.6 | 134.3 | 22.4 | - | - | - | - | - | - | - | - | - | 2518
Itaipu Binacional | - | 326.0003 | 684.8266 | 98.9691 | 24.8258 | - | - | - | - | 560.2141 | 1176.7722 | 1253.7202 | 219.4119 | 258.8647 | 16.369 | 169.8238 | 4789.7976
(1) It includes FIDC.
(2) It includes promissory notes