## Market data
I. Market Data of Eletrobras Companies
I.1 Installed Capacity – MW
Company | Integral Responsibility (a) | Integral Responsibility under terms of 13,182/15 Law (b) | Integral Responsibility under O&M Regime (c) | SPE (d) | SPE under O&M Regime (e) | Net Physical Aggregation 2019 | Total (a+b+c+d+e)
Eletrobras Holding | 0 | 0 | 0 | 2238.1483 | 0 | 230.9164 | 2238.1483
Eletronorte | 8891.14 | 0 | 78 | 2113.3451 | 0 | 502.2222 | 11082.4851
Chesf | 878.401 | 1050.3 | 8394.729 | 2436.3611 | 0 | 392.5733 | 12759.7911
Furnas | 2007.065 | 2082 | 4617 | 2923.5143 | 402.9425 | 0 | 12032.5218
Eletronuclear | 1990 | 0 | 0 | 0 | 0 | 0 | 1990
Eletrosul | 476.0186 | 0 | 0 | 1219.5106 | 0 | 0 | 1695.5292
CGTEE | 350 | 0 | 0 | 0 | 0 | 0 | 350
Itaipu Binacional | 7000 | 0 | 0 | 0 | 0 | 0 | 7000
Amazonas G&T | 1280.884 | 0 | 0 | 0 | 0 | -90.616 | 1280.884
Total | 22873.5086 | 3132.3 | 13089.729 | 10930.8794 | 402.9425 | 1035.0959 | 50429.3595
I.2 Transmission Lines - Km
Company | Integral Responsibility (a) | Integral Responsibility under O&M Regime (b) | SPE (c) | Net Physical Aggregation 2019 | Total (a+b+c)
Eletrobras Holding | - | - | 477.95 | -122.75 | 477.95
Eletronorte | 1735.2 | 9281.23 | 1694.42 | 3.95 | 12710.85
Chesf | 1939.7 | 18976 | 1460.76 | 0.8 | 22376.46
Furnas | 1635 | 18817.2 | 2393.81 | 12.7 | 22846.01
Eletrosul | 1563.85 | 9513.31 | 1046.03 | 0 | 12123.19
Amazonas G&T | 389.84 |  |  | 0 | 389.84
Total | 7263.59 | 56587.74 | 7072.97 | -105.3 | 70924.3

## Gener.Assets & Gener.Energy
II. Generation Data
II.1 Installed Capacity - MW
II.1.2 Generation Assets and Generated Energy
II.1.2.1 Generation Assets and Generated Energy – Enterprises under Integral Responsability
| Eletrobras Companies | Enterprise | Location | Beginning of Operation | End of Operation | Installed Capacity | Energy Assured | Generated Energy (MWh) |  |  | RCE |  |  | FCE
|  |  | (State) |  |  | (MWh) | (MWh Average) | 1Q19 | 2Q19 | 3Q19 | MW Average | Avg Price (R$/MWh) | Contracts and Termination of Contracts in the RCE | MW Average
| Eletronorte | Complexo de Tucuruí | PA | 1984-12-01 | 2024-08-01 | 8535 | 4019.1 | 9023529.4246 | 9005441.03 | 5075873.0611 | 452.95 | 245.59 | AUCTION PRODUCT 2014 - 2019 AUCTION PRODUCT 2018 - 2019 AUCTION PRODUCT 2019 - 2020 | 1906.79
|  | HPP Samuel | RO | 1989-07-01 | 2029-09-01 | 216.75 | 92.7 | 332055.7664 | 255353.24 | 148745.4258 | 0 | 0 | 0 | 85.76
|  | HPP Curuá-Una (1) | PA | 1977-01-01 | 2028-07-01 | 30.3 | 24.8 | 58095.0842 | 65669.44 | 64467.2694 | 0 | 0 | 0 | 0
|  | TPP Senador Arnon Afonso Farias de Mello (2) | RR | 1990-01-01 | 2019-09-01 | 85.99 | 0 | - | - | - | 0 | 0 | 0 | 0
|  | TPP Araguaia (3) | MT | 2016-04-01 | - | 23.1 | - | - | - | - | 0 | 0 | 0 | 0
| Chesf | Curemas | PB | 1957-01-01 | 2024-11-01 | 3.52 | 1 | 0 | 46.9075 | 0 | 0 | 0 | 0 | 0
|  | Casa Nova II (4) | BA | 2017-12-01 | 2049-05-01 | 32.9 | 8.9 | 14953.8227 | 21043.6125 | 32373.5002 | 7.1 | 172.56 | CCEAR Dec/2037 | 1.3469
|  | Casa Nova III (5) | BA | 2018-02-01 | 2049-05-01 | 28.2 | 9.14 | 14941.2011 | 19129.6956 | 29655.6899 | 5.5 | 172.51 | CCEAR Dec/2037 | 2.3125
| Furnas | Mascarenhas de Moraes (6) | MG | 1957-04-01 | 2024-01-29 | 476 | 289.5 | 440781.932 | 321998.8538 | 461341.3809 | 59.651 | 359.663 | 13th LEE 2014 - Dec 2019 | 170.6883
|  | Simplício (7) | MG | 2013-06-01 | 2041-08-01 | 305.7 | 175.4 | 340613.5793 | 225243.6563 | 98566.3449 | 185 | 237.26 | 1st LEN 2005 - Dec/2039 | -
|  | Anta (7)(8) | RJ | 2018-08-10 | 2041-08-01 | 28 | 15.9 | 28389.9461 | 32291.7857 | 32063.0539 | 185 | 237.26 | 1ºLEN2005 - Dec/2039 | 0
|  | Batalha | MG | 2014-05-01 | 2041-08-01 | 52.5 | 48.8 | 93371.7488 | 26236.0262 | 71893.9252 | 47 | 234.846 | 1st LEN 2005 - Dec/2039 | 0
|  | Serra da Mesa (48,46%) (6) (9) | GO | 1998-04-01 | 2040-09-30 | 1275 | 637.5 | 695890.2523 | 376655.9452 | 638903.1052 | 131.2518 | 359.663 | 13th LEE 2014 - Dec/2019 | 375.5701
|  | Manso (70%) (6) (9) | MT | 2000-11-29 | 2035-02-01 | 210 | 87.8 | 133846.8087 | 132254.9001 | 132995.0936 | 89.9897 | 219.4225 | 1st LEN 2005 - Dec/2037 1st LEN 2005 - Dec/2039 | 0
|  | Santa Cruz (10) | RJ | 1967-07-01 | 2015-07-01 | 350 | 280.84 | 84266.8556 | 660670.6597 | 617722.0869 | 245.7 | 114.1305 | 5th LEN 2012 - Dec/2026 | 0
|  | Roberto Silveira (Campos) (11) | RJ | 1968-12-01 | 2027-07-01 | 30 | 20.9 | - | 0 | 0 | 0 | 0 | -
| Eletronuclear | Angra I | RJ | 1985-01-01 | 2024-12-01 | 640 | 509.8 | 1323238.6973 | 1388168.8076 | 1433614.021 | 0 | 0 | 0 | 0
|  | Angra II | RJ | 2000-09-01 | 1940-08-01 | 1350 | 1204.7 | 2716313.8924 | 1880501.0186 | 3005775.29 | 0 | 0 | 0 | 0
| Eletrosul | HPP Governador Jayme Canet Júnior (12) | PR | 2012-11-01 | 1942-07-01 | 177.94 | 96.9 | 150886.8285 | 270580.085 | 191141.9681 | 94.08 | 225.5689 | 2040-12-31 | 0
|  | HPP Passo São João | RS | 2012-03-01 | 1941-08-01 | 77 | 41.1 | 128856.637 | 139725.115 | 76324.3192 | 37 | 231.5108 | 2039-12-31 | 0
|  | HPP São Domingos | MS | 2013-06-01 | 1937-12-01 | 48 | 36.4 | 91720.344 | 81437.998 | 64268.5121 | 36 | 242.5522 | 2041-12-31 | 0
|  | PCH Barra do Rio Chapéu | SC | 2013-02-01 | 1934-05-01 | 15.15 | 8.61 | 19307.071 | 19533.111 | 9272.2132 | 0 | 0 | NA | 6.7046
|  | PCH João Borges | SC | 2013-07-01 | 1935-12-01 | 19 | 10.14 | 11378.819 | 15579.824 | 8289.618 | 0 | 0 | NA | 8.342
|  | WPP Cerro Chato I | RS | 2012-01-06 | 1945-08-01 | 30 | 11.33 | 21665.897 | 22574.138 | 27808.1035 | 10.7064 | 226.36 | 2032-06-30 | 0
|  | WPP Cerro Chato II | RS | 2011-08-20 | 1945-08-01 | 30 | 11.33 | 21739.308 | 23305.991 | 28944.529 | 11 | 226.36 | 2032-06-30 | 0
|  | WPP Cerro Chato III | RS | 2011-06-07 | 1945-08-01 | 30 | 11.33 | 21999.171 | 23144.264 | 29021.1947 | 10.9534 | 226.36 | 2032-06-30 | 0
|  | WPP Coxilha Seca | RS | 2015-12-16 | 2049-05-18 | 30 | 13.2 | 26824.955 | 28475.772 | 34111.9151 | 8.3 | 172.46 | 2035-12-31 | 4.5183
|  | WPP Capão do Inglês | RS | 2015-12-22 | 2049-05-18 | 10 | 4.5 | 7542.709 | 9627.758 | 11492.8128 | 2.8 | 172.91 | 2035-12-31 | 1.5698
|  | WPP Galpões | RS | 2015-12-16 | 2049-05-18 | 8 | 3.5 | 7345.152 | 7828.414 | 9446.6882 | 2.1 | 174.16 | 2035-12-31 | 1.3041
|  | Megawatt Solar | SC | 2014-09-01 | - | 0.93 | NA | 350.386 | 238.556 | 242.5698 | 0 | 0 | NA | 0.0057078
| CGTEE | Candiota III – Fase C | RS | 2011-01-01 | 1941-07-01 | 350 | 165 | 503.64 | 522699.217 | 564331.66 | 227 | 245.98 | 35 CCEAR´s. Dec/2024 | 0
| Itaipu Binacional | Itaipu Binacional | Brazil (Paraná) and Paraguay (Alto Paraná) | 1985-03-01 | - | 7000 | 8577 | 21830842 | 18620452 | 18969633 | - | - | - | -
| Amazonas GT | HPP Balbina (13) | AM | 1989-01-01 | 2027-03-01 | 249.75 | 132.3 | 193422.3124 | 212754.9313 | 322153.3803 | 125.917 | 324.21 | 2027-03-01 | -
|  | TPP Aparecida (13) | AM | 1984-02-01 | 1930-11-01 | 166 | 150 | 294345.0556 | 329391.9458 | 318393.2136 | 145 | 248.47 | 2030-11-30 | -
|  | TPP Mauá (14) | AM | 1973-04-01 | 2020-07-01 | 260 | 114 | - | - | - | - | - | CBR - OC 87499/2013 - July/2020 | -
|  | TPP MAUÁ 3 (13) (15) (16) | AM | 2019-01-01 | 2044-11-01 | 590.75 | 507.2 | 633202.6122 | 611946.3327 | 1007100.8889 | 484.4 | 243.43 | 2030-11-30 | -
|  | TPP Ponta Negra (PIE Gera) (17) | AM |  |  | - | - | - | - | - | - | - | - | -
|  | TPP Manauara (PIE Manauara) (17) | AM |  |  | - | - | - | - | - | - | - | - | -
|  | TPP Jaraqui (PIE Breitener Jaraqui) (17) | AM |  |  | - | - | - | - | - | - | - | - | -
|  | TPP Tambaqui (PIE Breitner Tambaqui) (17) | AM |  |  | - | - | - | - | - | - | - | - | -
|  | TPP Cristiano Rocha (PIE RAESA) (17) | AM |  |  | - | - | - | - | - | - | - | - | -
|  | Isolated System | [8 empty] | MW Average | Avg Price (R$/MWh) 06/30/2019 | Termination of Contracts in the Isolated System | % EC
|  | TPP ANAMÃ | AM | 2018-12-05 | 2030-11-30 | 2.165 | 2.14 | 2285.6152 | 2104.8753 | 2317.3714 | 2.14 | 1236.57 | 2030-11-30 | 100%
|  | TPP ANORI | AM | 2018-12-05 | 2030-11-30 | 4.57 | 4.52 | 3602.1376 | 3823.2608 | 4089.5879 | 4.52 | 1209.92 | 2030-11-30 | 100%
|  | TPP CAAPIRANGA | AM | 2018-12-05 | 2030-11-30 | 2.165 | 2.14 | 1975.1574 | 2110.1914 | 2181.1171 | 2.14 | 1227.19 | 2030-11-30 | 100%
|  | TPP CODAJÁS | AM | 2018-12-05 | 2030-11-30 | 5.484 | 5.43 | 5599.48 | 6160.0732 | 5897.4008 | 5.43 | 1274.9 | 2030-11-30 | 100%
(1) ANEEL Authorization Resolution No. 7,010 of May 3, 2018, published in Official Gazette (D.O.U.) of 05.09.2018, authorizes the extension of installed capacity from 30,300 kW to 42,800 kW, and extends the concession of HPP Curuá-Una for a period of 20 (twenty) years, in accordance with § 7 of art. 26 of Law No. 9,427 of 1996, as of the publication of this Resolution, subject to the begining of commercial operation of unit 4 until the expiration date of the current concession.
(2) Resolution No. 2,894/2011 - Transfers TPP Senador Arnon Farias de Mello from Eletronorte to Boa Vista Energia SA until February 10, 2012. Order No. 318/2014 - extends the deadline until the effective interconnection of the Boa Vista Isolated System to SIN.
(3) Ordinance MME 331 of 08.14.2018 - Offical Gazette (DOU) 08.15.2018, authorizes the hiring to be cancelled, in its totality, of the TPP named Araguaia. Eletronorte, through CE-CRR-0118, dated 06.20.2018, requested ANEEL to revoke the authorization granted by TPP Araguaia. However, the Association of Municipalities ofAraguaia - AMA filed a Public Civil Action No. 2803-97.2018.811.008 with Eletronorte in the Court of Mato Grosso, and it was granted injunctive relief. Eletronorte, through CE-CRR-0144, dated 07.08.2018, requested ANEEL the process suspension. On 10.11.2018 Eletronorte filed a lawsuit before the Federal Court (Case No. 1021506-05.2018.4.01.3400) to discuss the matter but the judgment is still pending.
(4) WPP Casa Nova II started its commercial operation on December 9, 2017, pursuant to Order No. 4,153, dated December 8, 2017. The assured energy of the plant was amended by Ordinance No. 385 of December 15, 2017.
(5) WPP casa Nova III started comercial operation on 02/28/2018. The assured energy of the plant was modified by Ordinance nº 385, of December 15, 2017. In the amount generated in 1Q18, 8,322.51 MWh correspond to the test generation.
(6) MME Ordinance No. 178, of 05/05/2017, revised the assured energy values ​​of the centrally dispatched hydroelectric plants in National Interconnect System (SIN), with validity as of January 1, 2018.
(7) 175.40 MW average corresponds to Simplício's assured energy only. The Simplício-Anta complex has 333.70 of installed capacity and 191.30 MW of assured energy after Anta started its commercial operation.
(8) The GU01 started test operation on 07/04/2018 and commercial operation on 08/10/2018; GU2 started test operation on 09/06/2018 and commercial operation on 10/11/2018. The values ​​of installed capacity and assured energy were updated based on the start of commercial operation of GU2.
(9) HPPs shared, but FURNAS acquires the fraction of the partner through energy purchase contracts - considered Assuered Energy and total generation of each HPP.
(10) Power and physical guarantee proportional to the amount in Commercial Operation (GUs 1 and 2). The power set for the 5th New Energy Auction - A-5/2007 was 500 MW (combined cycle), with a respective Physical Guarantee of 401.2MW average. However, the TPP remains in open cycle due to the delay in its works (GUs 11 and 21, with a power of 150 MW average). UGs 3 and 4 have their commercial operation temporarily suspended by ANEEL, pursuant to Order No. 3,263 of October 19, 2012.
(11) TPP Roberto Silveira (Campos) is out of commercial operation.
(12) The amounts reported refer to the Company's participation in the project (Governador Jayme Canet Júnior Consortium - 49% Eletrosul)
(13) Installed Capacity and Assured Energy of Aparecida, Mauá 3 and HPP Balbina are in accordance with Ordinance MME 185/2012.
(14) The current assured energy of TPP Mauá 4 is 14 MW in accordance with ANEEL Order No. 1,853 / 2016.
Nota 15 | (15) Installed Capacity of TPP Mauá 3 is in accordance with ANEEL Authorization Resolution No. 4,950 / 2014.
Nota 16 | (16) Assured Energy of TPP Mauá 3 is in accordance with Ordinance MME nº 319/2014.
Nota 17 | (17) TPPs Cristiano Rocha, Manauara, Ponta Negra, Tambaqui and Jaraqui are not part of Amazonas GT's own generation assets. They belong to the Independent Energy Producers - PIE, from which Amazonas GT buys its energy and resells them for Amazonas D through Energy Purchase Agreements - CCVE. These contracts of energy purchase from the PIEs by Amazonas GT should have their termination in May/2025, as mentioned in the contract, and, as consequence, the PIE plants will be reverted to the Amazonas GT assets, which will operate them until November 30, 2030.
II.1.2.1.1 Eletrobras Companies Average Price of Sale and Purchase of Energy
|  | Eletrobras Companies Average Price(R$) | 1Q19 | 2Q19 | 3Q19
|  | RCE | 288.58 | 299 | 288.79
|  | FCE | 170.31 | 165.97 | 178.15
|  | Purchase of energy | 216.35 | 219.74 | 215.25

## Gen.Assets and GenerEnergy O&M
II.1.2.2 Generation Assets and Generated Energy – Enterprises under Integral Responsibility – O&M - renewed by 12,783/13 law
Eletrobras Companies | Enterprise | Location | Beginning of Operation | End of Operation | Installed Capacity | Energy Assured | Generated Energy (MWh) |  |  | Quotas – O&M Regime: Law 12,783/2013 (2)
|  | (State) |  |  | (MW) | (MW Average) | 1Q19 | 2Q19 | 3Q19 | MW Average | GAG O&M | GAG Improvement | CAIMI (Annual Cost of Fixed and Mobile Facilities) | Unavailability adjustment | R&D | Other (Uses, Connections, Charges, TFSEE, Other Adjustments, etc.) | Net RAG (R$ Million) | CFURH | PIS/COFINS | GAG (R$ Million) | RAG (R$ Million) | Amount of new investments recognized by Aneel in GAG in the last adjustment (R$ Million)
Eletronorte | HPU Coaracy Nunes | AP | 1975-12-01 | 1942-12-01 | 78 | 62.6 | 144299.5641 | 157761.62 | 156632.6962 | 62.6 | 10.893 | 9.6209 | 0.7952 | 0.44041 | 0.27155 | 5.22 | 27.2411 | 0.85566 | 0.78437 | 10.893 | 28.8812 | 9.6209
Chesf | Funil | BA | 1962-08-01 | 1942-12-01 | 27.278 | 10.663 | 4836.1611 | 6086.3223 | 10397.5651 | 10.6569 | 1.0637 | 1.1599 | 0.075181 | -0.22862 | 0.033453 | 1.263 | 3.3666 | 0.049791 | 0.34822 | 9.1448 | 3.7646 | 4.6142
| Pedra | BA | 1978-11-01 | 1942-12-01 | 18.242 | 3.657 | 143.4779 | 222.8839 | 1101.993 | 3.6533 | 0.653 | 0.56235 | 0.050138 | -0.12586 | 0.015824 | 0.43864 | 1.5941 | 0.0054555 | 0.16304 | 5.0345 | 1.7626 | 2.2372
| Paulo Afonso Complex | BA | 1955-01-01 | 1942-12-01 | 3901.434 | 2067.102 | 1468514.7788 | 1641667.8907 | 1663669.7041 | 2064.7598 | 48.8821 | 97.1599 | 10.7248 | 5.0151 | 2.5319 | 90.4109 | 254.7246 | 9.1918 | 26.8996 | 623.6592 | 290.8159 | 386.5274
| Luiz Gonzaga (Itaparica) | PE | 1988-06-01 | 1942-12-01 | 1348.857 | 890.972 | 662960.8031 | 738853.907 | 746806.2534 | 889.9625 | 21.7523 | 26.3186 | 3.7079 | 1.839 | 0.79412 | 25.4879 | 79.8999 | 4.1449 | 8.5661 | 205.9896 | 92.6109 | 104.7022
| Boa Esperança (Castelo Branco) | PI | 1970-04-01 | 1942-12-01 | 216.331 | 132.897 | 224104.6014 | 298914.1002 | 216299.3424 | 132.7471 | 5.7095 | 4.9871 | 0.59468 | 1.2546 | 0.16965 | 4.3615 | 17.0769 | 1.2165 | 1.8646 | 44.9196 | 20.158 | 19.8399
| Xingó | SE | 1994-12-01 | 1942-12-01 | 2882.591 | 1997.279 | 1689742.3318 | 1873223.5813 | 1901322.0171 | 1995.0163 | 36.9392 | 46.3293 | 7.9241 | 0.60186 | 1.513 | 58.8549 | 152.1624 | 10.5175 | 16.5807 | 362.7878 | 179.2606 | 184.31
Furnas (1) | Furnas | MG | 1963-09-04 | 2042-12-01 | 1216 | 582 | 863917.2766 | 573235.7582 | 1163981.545 | 561.1146 | 19.348 | 18.5741 | 3.1247 | 4.508 | 0.69577 | 23.7829 | 70.0334 | 4.3874 | 7.5693 | 76.761 | 81.9901 | 73.6907
| Luis Carlos Barreto (Estreito) | SP/MG | 1969-03-16 | 2042-12-01 | 1050 | 495.4 | 811257.2475 | 576631.6889 | 793478.6829 | 472.9084 | 15.9769 | 21.3358 | 2.6982 | 1.6831 | 0.64344 | 22.4315 | 64.7689 | 2.888 | 6.8811 | 63.3866 | 74.538 | 84.6476
| Porto Colômbia | MG/SP | 1973-06-29 | 2042-12-01 | 320 | 186 | 444179.4889 | 334013.1909 | 336484.0734 | 185.7687 | 7.1058 | 7.6524 | 0.82229 | -0.7478 | 0.197 | 4.8304 | 19.8601 | 1.4057 | 2.1626 | 28.1915 | 23.4284 | 30.3601
| Marimbondo | SP/MG | 1975-10-25 | 2042-12-01 | 1440 | 689.7 | 1310027.3287 | 1362486.8039 | 1530106.5351 | 663.9284 | 21.1048 | 29.8667 | 3.7003 | 0.61007 | 0.88036 | 32.4464 | 88.6087 | 7.3352 | 9.7582 | 83.7311 | 105.7022 | 118.4931
| Funil | RJ | 1970-03-01 | 2042-12-01 | 216 | 115 | 172527.9375 | 176469.554 | 190281.4082 | 113.8817 | 5.2017 | 5.0904 | 0.55505 | 0.15513 | 0.12745 | 1.7288 | 12.8585 | 1.027 | 1.412 | 20.6371 | 15.2975 | 20.1955
| Corumbá I | GO | 1996-10-01 | 2042-12-01 | 375 | 217.4 | 312524.9319 | 407718.4131 | 299843.2414 | 210.1851 | 7.6902 | 7.6338 | 0.9644 | -0.09993 | 0.23423 | 7.1673 | 23.59 | 1.4501 | 2.5484 | 30.51 | 27.5885 | 30.2862
Eletronuclear | - | - | - | - | - | - | - |  |  | - | - | - | - | - | - | - | - | - | - |  |  | -
Eletrosul | - | - | - | - | - | - | - |  |  | - | - | - | - | - | - | - | - | - | - |  |  | -
CGTEE | - | - | - | - | - | - | - |  |  | - | - | - | - | - | - | - | - | - | - |  |  | -
Itaipu Binacional | - | - | - | - | - | - | - |  |  | - | - | - | - | - | - | - | - | - | - |  |  | -
Amazonas GT | - | - | - | - | - | - | - |  |  | - | - | - | - | - | - | - | - | - | - |  |  | -
(1) MME Ordinance No. 178, of 05/03/2017, revised the assured energy values ​​of the centrally dispatched hydroelectric plants in National Interconnect System (SIN), with validity as of January 1, 2018.
(2) Amounts approved by Aneel only for 3Q19.
II.1.2.3 Generation Assets and Generated Energy – Enterprises under Integral Responsibility renewed by 13,182/15 Law
Eletrobras Companies | Enterprise | Location | Beginning of Operation | End of Operation | Installed Capacity | Energy Assured | Generated Energy (MWh) |  |  | RCE |  |  | FCE
|  | (States) |  |  | (MW) | (MW Average) | 1Q19 | 2Q19 | 3Q19 | MW Average | Average price (R$/MWh) | Contracts and Validity in RCE | MW Average | Average price (R$/MWh)
Chesf | Sobradinho | BA | 1979-11-01 | 2052-02-01 | 1050.3 | 504.5 | 390839.803 | 439259.7962 | 443160.0377 | 0 | 0 | 0 | 454.05 | 157.3841
| Funil | BA | 1962-08-01 | 1942-12-01 | 2.722 | 0.247 | 112.2115 | 141.2185 | 241.2505 | 0 | 0 | 0 | 0.25311 | 157.3841
| Pedra | BA | 1978-11-01 | 1942-12-01 | 1.765 | 0.083 | 3.2401 | 5.0332 | 24.8856 | 0 | 0 | 0 | 0.086769 | 157.3841
| Complexo de Paulo Afonso | BA | 1955-01-01 | 1942-12-01 | 378.167 | 46.698 | 33174.1648 | 37085.7427 | 37582.7699 | 0 | 0 | 0 | 49.0506 | 157.3841
| Luiz Gonzaga (Itaparica) | PE | 1988-06-01 | 1942-12-01 | 130.743 | 20.128 | 14976.1143 | 16690.52 | 16870.1615 | 0 | 0 | 0 | 21.1375 | 157.3841
| Boa Esperança (Castelo Branco) | PI | 1970-04-01 | 1942-12-01 | 20.969 | 3.003 | 4966.4018 | 6624.2616 | 4793.4287 | 0 | 0 | 0 | 3.1529 | 157.3841
| Xingó | SE | 1994-12-01 | 1942-12-01 | 279.409 | 45.121 | 38171.6309 | 42316.5105 | 42951.26 | 0 | 0 | 0 | 47.3938 | 157.3841
Furnas | Itumbiara (1)(2) | GO/MG | 1980-04-28 | 2020-02-26 | 2082 | 964.3 | 1391110.1592 | 596294.4034 | 1731229.9737 | 98.1554 | 359.663 | 13ºLEE2014 - Dec/2019 | 750.4187 | -
(1) MME Ordinance No. 178, of 05/03/2017, revised the assured energy values ​​of the centrally dispatched hydroelectric plants in National Interconnect System (SIN), with validity as of January 1, 2018.
(2) Law 13,182, dated 11.03.2015, allowed FURNAS to extend the concession of the HPP Itumbiara in return for its participation in the "Fundo de Energia do Sudeste-Centro-Oeste- FESC" and in energy contracts backed by the physical guarantee of the Company plant with consumer units located in the Southeast/Midwest submarket, through auctions promoted by FURNAS. Furnas held 9 auctions for energy sale to consumers defined by Law 13,182 / 2015, having sold all the energy available at the events, as provided in § 3 of article 10 of the Law, ie 80% of the plant's physical guarantee, excluding losses and internal consumption ("net physical guarantee"). It is important to mention that the contracts concluded have, among various conditions provided for in article 10 of Law 13,182 / 2015, supply term until February 26, 2035, and as of February 27, 2030, the amounts contracted are reduced to the ratio one-sixth uniform year (§§ 2 and 4 of Article 10 of the Law). It is clear that the provision of said contractual term considers the extension of the concession of the plant, under legal terms, that is, for another 30 (thirty) years. Thus, having met the legal conditions for concession extension pursuant to article 10 of Law 13,182 / 2015, Furnas reiterated the request for concession extension for 30 years, pursuant to paragraph 14 of the aforementioned article 10 of Law 13.182 / 2015, upon the instruction of the process by ANEEL and referral to the Ministry of Mines and Energy - MME. Given the adhesion of Furnas to the regime provided by Law 13,182 / 2015, we understand that Furnas will have the extension of the Itumbiara HPP concession, although the amendment to the concession has not yet been formalized. In addition, we understand that Furnas is also entitled to extend the concession term, as provided for in Law No. 13,203 of December 8, 2015, which allowed the renegotiation of hydrological risk borne by hydroelectric generation agents participating in the Reallocation Mechanism. Energia - MRE, with effect from January 1, 2015, and this subject is also under consideration by ANEEL.

## Energy Sold
II.1.3. Energy Sold
II.1.3.1 Energy Sold by enterprises not renewed by 12,783/13 Law
Company | Buyer | 1Q19 |  | 2Q19 |  | 3Q19
|  | R$ Million | MWh | R$ Million | MWh | R$ Million | MWh
Eletronorte | Eletrobras System | 98.82 | 446594.5 | 60.38 | 294840 | 63.0088 | 298080
| Others | 586.17 | 3616946.7 | 621.59 | 3839003.0076 | 1380.2516 | 7678592.6009
Chesf | Eletrobras System | - | - | - | 27518.39 | - | -
| Others | 162.6658 | 1215817.853 | 165.7672 | 1101601.5882 | 148.9605 | 972735.301
Furnas | Eletrobras System | 1.385 | 15694.966 | - | - | - | -
| Others | 1151.6032 | 5490502.6103 | 1193.2865 | 5290545.4133 | 1034.6686 | 4613202.1716
Eletronuclear | Eletrobras System | 20.5498 | 81535.6908 | - | - | - | -
| Others | 831.7854 | 3315479.8029 | 852.3352 | 3434760.1104 | 852335241.0525 | 3785616
Eletrosul | Eletrobras System | - | - | - | - | - | -
| Others | 115.6093 | 521106.7393 | 113.22 | 508210.9 | 119.6456 | 526731.2073
CGTEE | Eletrobras System | 0 | 0 | - | - | - | -
| Others | 59.72 | 648400 | 127.16 | 656562 | 150.856 | 658314
Itaipu Binacional | Eletrobras System | - | - | - | - | - | -
| Others | - | - | - | - | - | -
Amazonas GT | Eletrobras System | 1025.9737 | 1879218.4014 | 866.4649 | 1758066.389 | 905.999 | 2349038.1997
| Others | - | - | - | - | - | -
II.1.3.2 Energy Sold by enterprises renewed by 12,783/13 Law – O&M
Company | Buyer | 1Q19 |  | 2Q19 |  | 3Q19
|  | R$ Million | MWh | R$ Million | MWh | R$ Million | MWh
Eletronorte | Eletrobras System | 0.121 | 2149.2 | - | - | 0 | 0
| Others | 8.143 | 142150.36 | 8.4023 | 157761.621 | 8.528 | 156632.7013
Chesf | Eletrobras System | 6.9008 | 183234.7738 | - | - | - | -
| Others | 527.3183 | 10843418.9962 | 541.3168 | 11144012.88 | 588.3482 | 11266474.56
Furnas | Eletrobras System | 6.5534 | 107882.9837 | - | - | - | -
| Others | 291.7328 | 4831082.5163 | 297.8193 | 4991532 | 328.401 | 5046384
Eletronuclear | Eletrobras System | - | - | - | - | - | -
| Others | - | - | - | - | - | -
Eletrosul | Eletrobras System | - | - | - | - | - | -
| Others | - | - | - | - | - | -
CGTEE | Eletrobras System | - | - | - | - | - | -
| Others | - | - | - | - | - | -
Itaipu Binacional | Eletrobras System | - | - | - | - | - | -
| Others | - | - | - | - | - | -
Amazonas GT | Eletrobras System | - | - | - | - | - | -
| Others | - | - | - | - | - | -

## CCEE Settlement
II.1.3.3 CCEE Settlement (Spot and MRE)
Company | 1Q19 |  | 2Q19 |  | 3Q19
| R$ Million | MWh | R$ Million | MWh | R$ Million | MWh
Eletronorte | 157.0558 | 5092486.9043 | 166.0567 | 4817763.7551 | -310.5371 | -2902368.3598
Chesf | 136.9681 | 798876.1108 | 68.6899 | 493782.8208 | 227.2055 | 460303.7154
Furnas | 23.9162 | - | 35.6305 | - | -0.11571 | -
Eletronuclear | - | - | - | - | - | -
Eletrosul | 43.1741 | 263331.7349 | 8.946 | 70867.8945 | -14.0021 | -101364.3152
CGTEE | -0.66684 | 137400.269 | 4.5466 | 133405.502 | 26.86 | 135712.038
Itaipu Binacional | - | - | - | - | - | -
Amazonas GT | -3.2653 | -62251.0062 | -1.4418 | -69524.6272 | -15.2604 | -176500.3432

## Energy purchased for Resale
II.1.4 Energy purchased for Resale
Company | Buyer | 1Q19 |  | 2Q19 |  | 3Q19
|  | R$ Million | MWh | R$ Million | MWh | R$ Million | MWh
Eletronorte (1) | Eletrobras System | - | - | - | - | - | -
| Others | 38 | 144862.81 | 31 | 6246.24 | 311.65 | 2908683.24
Chesf | Eletrobras System | - | - | - | - | - | -
| Others | 70.2459 | 359876.9526 | 80.705 | 440072.8602 | 90.5711 | 495070.2432
Furnas | Eletrobras System | - | - | - | -
| Others | 180.5444 | 992532.3945 | 194.6658 | 1003015.0618 | 201.6551 | 1047073.4972
Eletronuclear | Eletrobras System | - | - | - | - | - | -
| Others | - | - | - | - | - | -
Eletrosul | Eletrobras System | 86.9218 | 475976.0942 | 90.8458 | 489799.1472 | 110.8876 | 589214.487
| Others | - | - | - | - | - | -
CGTEE | Eletrobras System | 59.3001 | 291735 | 60.3768 | 294840 | 63.01 | 298080
| Others | - | - | - | - | - | -
Itaipu Binacional | Eletrobras System | - | - | - | - | - | -
| Others | - | - | - | - | - | -
Amazonas GT | Eletrobras System | - | - | - | - | - | -
| Others | 194.8451 | 622408.802 | 195.1989 | 633266.389 | 179.5458 | 616513.77
(1) SINOP purchase as a result of Venezuela's crisis. All data has been reset.

## Average Rate
II.1.5 Average Rate – R$/MWh
II.1.5.1 Enterprises not renewed by 12,783/13 Law
Eletrobras Companies | 1Q19 | 2Q19 | 3Q19
Eletronorte | 168.57 | 164.97 | 180.94
Chesf | 134.3145 | 150.0638 | 153.14
Furnas | 209.3983 | 225.5508 | 224.28
Eletronuclear | 230.4991 | 284.9093 | 208.09
Eletrosul | 221.8534 | 222.7868 | 227.1473
CGTEE (1) | 92.107 | 193.6828 | 229.16
Itaipu Binacional (2) (3) | 22.6 | 22.6 | 22.6
Amazonas GT | 545.9577 | 492.851 | 311.03
(1) (RCE revenue deducted from reimbursement + FCE revenue) / (Energy sold in RCE + Energy sold in FCE)
(2) Amounts in U$/KW.
(3) Tariff (defined in ITAIPU as the unitary cost of the power service) used in the contracted power billing.
II.1.5.2 Enterprises renewed by 12,783/13 Law – O&M
Eletrobras Companies | 1Q19 | 2Q19 | 3Q19
Eletronorte | 57.27 | 53.26 | 54.44
Chesf | 48.5092 | 50.1079 | 53.87
Furnas | 60.3945 | 59.6649 | 65.08
Eletronuclear | - | - | -
Eletrosul | - | - | -
CGTEE | - | - | -
Itaipu Binacional | - | - | -
Amazonas GT | - | - | -

## Fuel used
II.1.6 Fuel used by Electric Energy Production
Eletrobras Companies | Type | Unit | 1Q19 |  | 2Q19 |  | 3Q19
|  |  | Amount | R$ Million | Amount | R$ Million | Amount | R$ Million
Eletronorte (1) | Special Diesel Oil | Litre | - | - | - | - | - | -
Chesf | Diesel Oil | Litre | - | - | - | - | - | -
| Gas | m3 | - | - | - | - | - | -
Furnas (2) | Special Diesel Oil | Litre | - | - | - | - | - | -
| Fuel Oil B1 | Ton | - | - | - | - | - | -
| Diesel Oil | Litre | - | - | - | - | - | -
| Gas | m3 | 25347048 | 65.7168 | 197193565 | 173.4052 | 185292823 | 151.1319
Eletronuclear | Uranium | kg | 102529 | 105.822 | 79365 | 94.2 | 119946 | 113.6
Eletrosul | n/a | n/a | - | - | - | - | - | -
CGTEE | Coal | Ton | 1624 | 22.74 | 460726 | 22.74 | 500212 | 28.6281
| Fuel Oil | kg | 553700 | 1.24 | 1440106 | 5.55 | 725775 | 0
| Diesel Oil | Litre | 308000 | 1 | 286000 | 1.93 | 155000 | 0.47409
| Quicklime | kg | 0 | 0 | 35867 | 19.88 | 33761.79 | 28.3069
Itaipu Binacional | n/a | n/a | n/a | n/a | n/a | n/a | n/a | n/a
Amazonas GT (3) | Diesel Oil | Litre | 0 | 0 | - | - | - | -
| gas | m3 | 364741256 | 727.3405 | 385481293 | 656.7875 | 437142356 | 670115714.7466
(1) In 3Q19 there was no release of payment for the fuel purchase. Source: GPQFI/Eletronorte, 10/25/2019.
(2) Considering business competence.
(3) Flores and Iranduba plants (leased plants) are responsible for the fuels purchase directly.

## TL Extension Losses
III. Transmission – Assets under Integral Responsibility
III.1 Transmission Lines Extension
III.1.1.1 Transmission Lines Extension – Enterprises not renewed by 12,783/13 Law - Km
Eletrobras Companies | 765 KV | 750 KV | 600 KV | 525 KV | 500 KV | 440 KV | 345 KV | 230 KV | 138 KV | <138 KV | Total
Eletronorte | 0 | 0 | 0 | 0 | 0 | 0 | 0 | 1735.2 | 0 | 0 | 1735.2
Chesf | 0 | 0 | 0 | 0 | - | 0 | 0 | 1828.5 | 0 | 0 | 1828.5
Furnas | 0 | 0 | 0 | 0 | 844 | 0 | 161 | 210.7 | 419.3 | 0 | 1635
Eletrosul | 0 | 0 | 0 | 1047.13 | 0 | 0 | 0 | 504.22 | - | 12.5 | 1563.85
Amazonas GT | - | - | - | - | - | - | - | 389.841 | - | - | 389.94
Total | 0 | 0 | 0 | 1047.13 | 844 | 0 | 161 | 4668.461 | 419.3 | 12.5 | 7152.49
III.1.1.2 Transmission Lines Extension – Enterprises renewed by 12,783/13 Law - Km
Eletrobras Companies | 765 KV | 750 KV | 600 KV | 525 KV | 500 KV | 440 KV | 345 KV | 230 KV | 138 KV | <138 KV | Total
Eletronorte | 0 | 0 | 0 | 0 | 3247.27 | 0 | 0 | 5554.17 | 652.466 | 5.1 | 9459.006
Chesf | 0 | 0 | 0 | 0 | 4990.5 | 0 | 0 | 12782.5 | 462.6 | - | 18235.6
Furnas | 0 | 2698 | 3224 | 0 | 4035.3 | 0 | 6151.8 | 2038 | 2117.1 | 165 | 20429.2
Eletrosul | 0 | 0 | 0 | 422.48 | 2173.49 | 0 | 0 | 4942.65 | 1918.49 | 56.2 | 9513.31
Amazonas GT | - | - | - | - | - | - | - | - | - | - | 0
Total | 0 | 2698 | 3224 | 422.48 | 14446.56 | 0 | 6151.8 | 25317.32 | 5150.656 | 226.3 | 57637.116
III.2 Transmission Losses - %
Empresa Eletrobras | 1Q19 | 2Q19 | 3Q19
Eletronorte | 0.99% | 1.12% | 0.77%
Chesf | 2.34% | 1.96% | 1.54%
Furnas | 1.88% | 1.84% | 1.81%
Eletrosul | 1.44% | 1.32% | 1.43%
Amazonas GT | 0.11% | 0.1% | 0.09%

## Transmission Lines
III.3 Transmission Lines
III.3.1 Transmission Lines – Enterprises not affected by Law 12,783
Eletrobras Companies | From-To | Extension (km) | Tension (kV) | Beginning of Operation | End of Concession | AAR on 09.30.19 (R$ Million) | RBSE AAR | Readjustment Index
Eletronorte | LT 138 kV JORGE TEIXEIRA /LECHUGA C-3 AM | 29.54 | 230 | 2009-05-17 | 2042-12-01 | 2.0966 | - | IPCA
| LT 230 kV ABUNA /PORTO VELHO C-2 RO | 188 | 230 | 2014-02-01 | 2039-11-01 | 12.1841 | - | IPCA
| LT 230 kV ABUNA /RIO BRANCO 1 C-2 RO/AC | 298 | 230 | 2014-01-01 | 2039-11-01 | 19.1906 | - | IPCA
| LT 230 kV ARIQUEMES /JI-PARANA C-3 RO | 165 | 230 | 2016-03-20 | 2039-11-19 | 10.4425 | - | IPCA
| LT 230 kV COLETORA PORTO VELHO /PORTO VELHO C-1 RO | 22 | 230 | 2015-08-01 | 2039-02-26 | 0.42507 | - | IPCA
| LT 230 kV COLETORA PORTO VELHO /PORTO VELHO C-2 RO | 22 | 230 | 2015-08-01 | 2039-02-26 | 0.42507 | - | IPCA
| LT 230 kV JI-PARANA /PIMENTA BUENO C-3 RO | 119.2 | 230 | 2016-05-19 | 2039-11-19 | 7.5313 | - | IPCA
| LT 230 kV JORGE TEIXEIRA /LECHUGA C-1 AM | 29.54 | 230 | 2014-02-01 | 2040-07-01 | 1.5954 | - | IPCA
| LT 230 kV JORGE TEIXEIRA /LECHUGA C-2 AM | 29.54 | 230 | 2014-02-01 | 2040-07-01 | 1.5954 | - | IPCA
| LT 230 kV PIMENTA BUENO /VILHENA C-3 RO | 161 | 230 | 2015-12-07 | 2039-11-19 | 10.1894 | - | IPCA
| LT 230 kV RIB.GONCALVES /BALSAS C-1 PI/MA | 95 | 230 | 2011-12-01 | 2039-01-01 | 1.9466 | - | IPCA
| LT 230 kV SAMUEL /ARIQUEMES C-3 RO | 154.44 | 230 | 2015-12-20 | 2039-11-19 | 9.7463 | - | IPCA
| LT 230 kV SAMUEL /PORTO VELHO C-3 RO | 42.4 | 230 | 2015-10-06 | 2039-11-19 | 2.6581 | - | IPCA
| LT 230 kV SAO LUIS II /SAO LUIS III C-1 MA | 35.94 | 230 | 2010-05-01 | 2038-03-01 | 1.3919 | - | IPCA
| LT 230 kV VILHENA /JAURU C-3 RO/MT | 343.6 | 230 | 2015-11-23 | 2039-11-19 | 21.3136 | - | IPCA
Chesf | LT 230 kV BRUMADO II /IBICOARA C-1 BA | 94.5 | 230 | 2012-03-01 | 2037-06-01 | 3.2557 | - | IPCA
| LT 230 kV CEARA MIRIM II /EXTREMOZ II C-2 RN | 19.2 | 230 | 2014-02-01 | 2040-11-01 | 0.66299 | - | IPCA
| LT 230 kV CEARA MIRIM II /JOAO CAMARA II C-1 RN | 74.5 | 230 | 2014-02-01 | 2040-11-01 | 2.0553 | - | IPCA
| LT 230 kV EUNAPOLIS /TEIX. FREITAS II C-1 BA | 144.8 | 230 | 2019-03-01 | 1999-12-31 | 2.6553 | - | IPCA
| LT 230 kV EUNAPOLIS /TEIX. FREITAS II C-2 BA | 144.8 | 230 | 2019-03-01 | 1999-12-31 | 7.0895 | - | IPCA
| LT 230 kV IGAPORA II /B.J.LAPA II C-1 BA | 115 | 230 | 2014-05-01 | 2040-11-01 | 3.1167 | - | IPCA
| LT 230 kV IGAPORA II /IGAPORA III C-1 BA | 5.4 | 230 | out/15 | 2042-06-01 | 0.10703 | - | IPCA
| LT 230 kV IGAPORA II /IGAPORA III C-2 BA | 5.4 | 230 | out/15 | 2042-06-01 | 0.10703 | - | IPCA
| LT 230 kV IGAPORA III /PINDAI II C-1 BA | 49.5 | 230 | out/15 | 2042-06-01 | 2.4617 | - | IPCA
| LT 230 kV MESSIAS /MACEIO II C-1 AL | 19.7 | 230 | 2019-02-01 | 1999-12-31 | 0.64852 | - | IPCA
| LT 230 kV MESSIAS /MACEIO II C-2 AL | 19.7 | 230 | 2019-02-01 | 1999-12-31 | 0.64852 | - | IPCA
| LT 230 kV MILAGRES /COREMAS C-2 CE/PB | 119.8 | 230 | 2009-06-01 | 2035-03-01 | 7.6884 | - | IGPM
| LT 230 kV MILAGRES /TAUA II C-1 CE | 208.1 | 230 | 2007-12-01 | 2035-03-01 | 11.2922 | - | IGPM
| LT 230 kV MORRO CHAPEU II /IRECE C-1 BA | 64.1 | 230 | 2017-12-21 | 2041-10-01 | 1.696 | - | IPCA
| LT 230 kV MOSSORO IV /MOSSORO II C-1 RN | 36.1 | 230 | 2017-10-28 | 2042-06-01 | 1.3011 | - | IPCA
| LT 230 kV N.S.SOCORRO /JARDIM C-2 SE | 1.2 | 230 | 2019-02-01 | 1999-12-31 | 0.090066 | - | IPCA
| LT 230 kV N.S.SOCORRO /PENEDO C-1 SE/AL | - | 230 | 2014-03-01 | 1938-03-01 | 2.8516 | - | IPCA
| LT 230 kV P.AFONSO III /ZEBU C-1 AL | 5.4 | 230 | 2012-08-01 | 2039-08-01 | 0.16441 | - | IPCA
| LT 230 kV P.AFONSO III /ZEBU C-2 AL | 5.4 | 230 | 2012-08-01 | 2039-08-01 | 0.16441 | - | IPCA
| LT 230 kV PARAISO /ACU II C-2 RN | 132.8 | 230 | 2010-09-01 | 2037-06-01 | 4.1363 | - | IPCA
| LT 230 kV PARAISO /LAGOA NOVA II C-1 RN | 65.4 | 230 | dez/16 | 2041-10-01 | 3.0763 | - | IPCA
| LT 230 kV PICOS /TAUA II C-1 PI/CE | 183.2 | 230 | 2013-02-01 | 2037-06-01 | 5.515 | - | IPCA
| LT 230 kV PIRAPAMA II /SUAPE II C-1 PE | 20.9 | 230 | 2012-12-01 | 2039-01-01 | 0.84772 | - | IPCA
| LT 230 kV PIRAPAMA II /SUAPE II C-2 PE | 20.9 | 230 | 2012-12-01 | 2039-01-01 | 0.84772 | - | IPCA
| LT 230 kV SOBRAL III /ACARAU II C-1 CE | 91.3 | 230 | 2015-09-01 | 2040-11-01 | 2.8651 | - | IPCA
| LT 230 kV SUAPE II /SUAPE III C-1 PE | 3.6 | 230 | 2012-12-01 | 2039-01-01 | 0.4984 | - | IPCA
| LT 230 kV SUAPE II /SUAPE III C-2 PE | 3.6 | 230 | 2012-12-01 | 2039-01-01 | 0.4984 | - | IPCA
| LT 230 kV TERESINA II /TERESINA III C-1 PI | 22.8 | 230 | 2017-10-18 | 2041-12-01 | 1.1331 | - | IPCA
| LT 230 kV TERESINA II /TERESINA III C-2 PI | 22.8 | 230 | 2017-10-18 | 2041-12-01 | 1.1331 | - | IPCA
| LT 230 kV TOUROS /CEARA MIRIM II C-1 RN | 61.5 | 230 | mai/17 | 2042-06-01 | 2.4386 | - | IPCA
| Casa Nova II-Sobradinho, C1 | 67.1 | 230 | - | - | (*) | - | -
Furnas (1)(2) | LT 345 kV CAMPOS /MACAE MERCHAN C-3 RJ | 90 | 345 | 2010-06-02 | 2035-03-04 | 16.711 | - | IGPM
| LT 345 kV ITAPETI /NORDESTE C-1 SP | 29 | 345 | 2014-12-31 | 2036-04-27 | 4.6353 | - | IPCA
| LT 345 kV ITAPETI /TIJUCO PRETO C-4 SP | 21 | 345 | 2013-01-06 | 2036-04-27 | 2.3764 | - | IPCA
| LT 345 kV ITAPETI /TIJUCO PRETO C-3 SP | 21 | 345 | 2013-01-07 | 2036-04-27 | 2.3764 | - | IPCA
| LT 500 kV B.DESPACHO 3 /OURO PRETO 2 C-1 MG | 180 | 500 | 2016-02-20 | 2039-01-28 | 8.8148 | - | IPCA
| LT 500 kV IBIUNA /BATEIAS C-2 SP/PR | 332 | 500 | 2003-03-21 | 2031-05-09 | 43.9526 | - | IGPM
| LT 500 kV IBIUNA /BATEIAS C-1 SP/PR | 332 | 500 | 2003-03-22 | 2031-05-09 | 43.9526 | - | IGPM
| LT 230 kV PIRINEUS /XAVANTES C-2 GO | 50 | 230 | 2016-03-25 | 2041-12-09 | 3.1327 | - | IPCA
| LT 230 kV MASCARENHAS /LINHARES C-1 ES | 94.7 | 230 | 2018-07-01 | 1940-07-01 | 3.6666 | - | IPCA
| LT 138 kV BATALHA / PARACATU (5) | 85 | 138 | 2013-09-06 | 2041-08-15 | (*) | - | -
| LT 138 kV SIMPLÍCIO / ROCHA LEÃO C-2 (5) | 119 | 138 | 2013-06-05 | 2041-08-15 | (*) | - | -
| LT 138 kV SIMPLÍCIO / ROCHA LEÃO C-1 (5) | 119 | 138 | 2013-06-05 | 2041-08-15 | (*) | - | -
| LT 230 kV MANSO / NOBRES (5) (6) | 66 | 230 | 2000-11-12 | 2035-02-10 | (*) | - | -
| LT 138 kV MANSO / NOBRES (7) | 70 | 138 | 1999-08-01 | 2035-02-01 | (*) | - | -
| LT 138 kV ANTA / SIMPLÍCIO | 26.3 | 138 | 2018-05-12 | - | (*) | - | -
Eletrosul (1) | LT 132 kV CV URUGUAIANA /PASO DE LOS LIBRES C-1 RS | 12.5 | 132 | 1994-09-01 | 2021-07-01 | 0.39442 | - | IPCA
| LT 230 kV FOZ DO CHAPECO /GUARITA | 76.12 | 230 | 2016-10-01 | 1941-06-01 | 0.68297 | - | IPCA
| LT 230 kV FOZ DO CHAPECO /XANXERE ESU C-2 RS/SC | 77.6 | 230 | 2010-10-01 | 1941-06-01 | 1.0167 | - | IPCA
| LT 230 kV FOZ DO CHAPECO /XANXERE ESU C-1 RS/SC | 77.6 | 230 | 2010-10-01 | 1941-06-01 | 1.0167 | - | IPCA
| LT 230 kV MONTE CLARO /GARIBALDI 1 C-1 RS | 32.7 | 230 | 2013-09-01 | 1940-10-01 | 2.38 | - | IPCA
| LT 230 kV PRE.MEDICI /SANTA CRUZ 1 C-1 RS | 237.4 | 230 | 2010-01-01 | 1938-03-01 | 5.6426 | - | IPCA
| LT 500 kV ABDON BATISTA /C.NOVOS C-1 SC | 35 | 525 | 2006-09-01 | 1935-03-01 | 9.4262 | - | IGPM
| LT 500 kV BIGUACU /ABDON BATISTA C-1 SC | 234.8 | 525 | 2006-09-01 | 1935-03-01 | 53.8844 | - | IGPM
| LT 500 kV BIGUACU /BLUMENAU C-1 SC | 88 | 525 | 2006-09-01 | 1935-03-01 | 20.7614 | - | IGPM
| LT 500 kV CASCAVEL OEST /IVAIPORA C-1 PR | 203.4 | 525 | 2005-10-01 | 1934-02-01 | 44.2204 | - | IGPM
| LT 500 kV IVAIPORA /S.SANTIAGO C-2 PR | 168.5 | 525 | 2005-10-01 | fe/34 | 40.4229 | - | IGPM
| LT 525 kV C.NOVOS /NOVA STA RITA C-1 SC/RS | 257.43 | 525 | 2009-05-01 | 1936-04-01 | 36.1243 | - | IGPM
| LT 230 kV PRE.MEDICI /CANDIOTA | 2.8 | 230 | 2015-07-01 | 2042-12-31 | (*) | - | -
| LT 525 kV Candiota - Melo (Uruguay Border) | 60 | 525 | 2015-07-10 | 1940-12-01 | (*) | - | -
Amazonas G&T | LT 230 kV CRIST. ROCHA /LECHUGA C-1 AM | 5.435 | 230 | 2013-07-07 | without definition | 0.17013 | - | IPCA
| LT 230 kV JORGE TEIXEIRA /MAUA III C-2 AM | 13.73 | 230 | 2014-05-28 | without definition | 0.88112 | - | IPCA
| LT 230 kV JORGE TEIXEIRA /MAUA III C-1 AM | 13.73 | 230 | 2014-05-28 | without definition | 0.88112 | - | IPCA
| LT 230 kV LECHUGA /MANAUS C-2 AM | 19.699 | 230 | 2015-04-07 | without definition | 0.61416 | - | IPCA
| LT 230 kV LECHUGA /MANAUS C-1 AM | 19.733 | 230 | 2013-07-07 | without definition | 0.60626 | - | IPCA
| LT 230 kV PRES FIGUEIREDO /RL (UHE BALBINA / CRIST. ROCHA) C-1 AM | 0.12 | 230 | 1998-09-13 | without definition | 0.0039614 | - | IPCA
| LT 230 kV UHE BALBINA /CRIST. ROCHA C-1 AM | 154.889 | 230 | 2016-11-06 | without definition | 4.7883 | - | IPCA
| LT 230 kV UHE BALBINA /LECHUGA C-1 AM | 159.285 | 230 | 2014-08-24 | without definition | 5.0042 | - | IPCA
| LT 230 kV BALBINA - BALBINA C-1 AM | 0.59 | 230 | 1989-02-01 | 2027-03-01 | (*) | - | -
| LT 230 kV BALBINA - BALBINA C-2 AM | 0.635 | 230 | 1989-04-01 | 2027-03-01 | (*) | - | -
| LT 230 kV BALBINA - BALBINA C-3 AM | 0.635 | 230 | 1989-04-01 | 2027-03-01 | (*) | - | -
| LT 230 kV BALBINA - BALBINA C-4 AM | 0.68 | 230 | 1989-09-01 | 2027-03-01 | (*) | - | -
| LT 230 kV BALBINA - BALBINA C-5 AM | 0.68 | 230 | 1989-07-01 | 2027-03-01 | (*) | - | -
(1) AAR cycle 2018/2019 established by ReH 2,408 / 2018 is priced at 06/01/2018, effective as of July 1, 2018. It includes the new AAR Additional of 3Q18 and 4Q18.
(2) Additional AAR in the 2018/2019 cycle of enterprises (auctions) and authorized reinforcements. The new AAR (R$) in 3Q18 includes the additional AAR after the Annual Tariff Adjustment - 2018/2019 cycle.
(3) Considering the enterprise associated with TL Mascarenhas Linhares (CC 006/2010), the NOS issued the TLDs 107/8/2018, 108/8/2018, 109/8/2018 and 110/8/2018 recognizing the test phase operation on 07/17/2018 and commercial operation on 08/14/2018, and Furnas started to receive the revenue.
(4) These transmission assets are not part of the core network. They are connecting branches of the generation enterprises. The concession contracts are the same as those of the plants: a) Manso-Nobres: CT 010.2000; B) Batalha-Paracatu: CT 002.2006; C) Simplício-Rocha León 1 and 2: CT 003.2006.
(5) The 230kV TL is in the concession contract of HPU Manso, not having, for this reason, its own AAR. As it belongs to a generation contract, Furnas has only 70% of the line.
(6) LT 230 kV MANSO / NOBRES does not currently belong to the Basic Network.
(7) TL 138kV was built to supply the residential village, at the time of HPU implementation. However, the population once supplied still needed to be served. Unsuccessfully, an attempt to transfer this TL to Cemat was done. Furnas maintains this TL but there is no associated revenue.
(*) Enterprises in operation which do not have right to AAR.
III.3.2 Transmission Lines – Enterprises renewed under terms of Law 12,783
Eletrobras Companies | From-To | Extension (km) | Tension (kV) | Beginning of Operation | End of Concession | AAR on 09.30.2019 (R$ Million)(1) | RBSE AAR (4) | Readjustment Index
Eletronorte | LT 138 kV C. MAGALHAES /RONDONOPOLIS C-1 MT | 176 | 138 | 1981-04-01 | 2042-12-01 | 1.8385 | 1.8385 | IPCA
| LT 138 kV COMPLEXO DO PRATA RONDONÓPOLIS - Cemat C-1 MT | 65.995 | 138 | 2017-07-18 | 2042-12-01 | - | - | -
| LT 138 kV JACIARA /COMPLEXO DO PRATA C-1 MT | 5.371 | 138 | 2010-01-01 | 2042-12-01 | - | - | -
| LT 138 kV COXIPO/SÃO TADEU C-1 MT | 44.17 | 138 | 2015-03-31 | 2042-05-01 | 1.9418 | 1.9418 | IPCA
| LT 138 kV SÃO TADEU /JACIARA C-1 MT | 77.92 | 138 | 2015-01-05 | 2042-12-01 | - | - | -
| LT 138 kV TUCURUI VILA /CAMETA C-1 PA | 214.21 | 138 | 1998-08-01 | 2042-12-01 | 10.6324 | 10.6324 | IPCA
| LT 230 kV RIO VERDE/RONDONÓPOLIS C-1 MT | 177.83 | 230 | 1983-07-03 | 2042-12-01 | - | - | -
| LT 230 kV ABUNA /PORTO VELHO C-1 RO | 188 | 230 | 2002-05-01 | 2042-12-01 | 2.8195 | 2.8195 | IPCA
| LT 230 kV ABUNA /RIO BRANCO 1 C-1 RO/AC | 302 | 230 | 2002-11-01 | 2042-12-01 | 4.5367 | 4.5367 | IPCA
| LT 230 kV ALTAMIRA /TRANSAMAZONIC C-1 PA | 184.62 | 230 | 1988-10-01 | 2042-12-01 | 13.4886 | 13.4738 | IPCA
| LT 230 kV ARIQUEMES /JARU C-1 RO | 83.82 | 230 | 1994-09-01 | 2042-12-01 | 1.2062 | 1.2062 | IPCA
| LT 230 kV BARRA PEIXE /RONDONOPOLIS C-1 MT | 217 | 230 | 1997-10-01 | 2042-12-01 | 15.2287 | 15.2287 | IPCA
| LT 230 kV BARRA PEIXE /RONDONOPOLIS C-2 MT | 216.79 | 230 | 2008-03-01 | 2042-12-01 | 15.6244 | 15.6244 | IPCA
| LT 230 kV CARAJAS /INTEGRADORA C-2 PA | 85.35 | 230 | 2013-08-01 | 2042-12-01 | 0.62095 | 0 | IPCA
| LT 230 kV CARAJAS /INTEGRADORA C-3 PA | 85.35 | 230 | 2013-08-01 | 2042-12-01 | 0.62095 | 0 | IPCA
| LT 230 kV CARAJAS /MARABA C-1 PA | 145 | 230 | 2004-10-01 | 2042-12-01 | 2.1971 | 2.1971 | IPCA
| LT 230 kV CASTANHAL /SANTA MARIA C-2 PA | 25.04 | 230 | 1994-12-01 | 2042-12-01 | 2.2854 | 2.24 | IPCA
| LT 230 kV COELHO NETO /TERESINA C-1 MA/PI | 127.1 | 230 | 2006-09-01 | 2042-12-01 | 1.9347 | 1.9347 | IPCA
| LT 230 kV COXIPO /NOBRES C-1 MT | 112.41 | 230 | 1996-09-01 | 2042-12-01 | 8.5251 | 8.1016 | IPCA
| LT 230 kV GUAMA /UTINGA C-1 PA | 19.4 | 230 | 1981-12-01 | 2042-12-01 | 1.1921 | 1.1921 | IPCA
| LT 230 kV GUAMA /UTINGA C-2 PA | 19.4 | 230 | 1981-12-01 | 2042-12-01 | 1.1921 | 1.1921 | IPCA
| LT 230 kV IMPERATRIZ /PORTO FRANCO C-1 MA | 110.1 | 230 | 1994-10-01 | 2042-12-01 | 7.9373 | 7.9373 | IPCA
| LT 230 kV JARU /JI-PARANA C-1 RO | 80.69 | 230 | 1994-09-01 | 2042-12-01 | 1.254 | 1.254 | IPCA
| LT 230 kV JAURU /VARZEA GRANDE C-1 MT | 336.89 | 230 | 2003-06-01 | 2042-12-01 | 4.0451 | 4.0451 | IPCA
| LT 230 kV JAURU /VARZEA GRANDE C-2 MT | 336.89 | 230 | 2003-06-01 | 2042-12-01 | 4.4442 | 3.962 | IPCA
| LT 230 kV JI-PARANA /PIMENTA BUENO C-1 RO | 117.8 | 230 | 2008-06-01 | 2042-12-01 | 1.7667 | 1.7667 | IPCA
| LT 230 kV LUCAS DO RIO VERDE /SORRISO C-1 MT | 52.5 | 230 | 2012-11-02 | 2042-12-01 | 3.7501 | 3.7501 | IPCA
| LT 230 kV MIRANDA II /PERITORO C-1 MA | 94.2 | 230 | 2002-12-01 | 2042-12-01 | 1.4247 | 1.4247 | IPCA
| LT 230 kV NOBRES /NOVA MUTUM C-1 MT | 104.57 | 230 | 1996-09-01 | 2042-12-01 | 7.5365 | 7.5365 | IPCA
| LT 230 kV NOVA MUTUM /LUCAS DO RIO VERDE C-1 MT | 93.8 | 230 | 2012-11-02 | 2042-12-01 | 6.7003 | 6.7003 | IPCA
| LT 230 kV P.DUTRA /PERITORO C-1 MA | 115 | 230 | 2003-03-01 | 2042-12-01 | 1.5822 | 1.5822 | IPCA
| LT 230 kV PERITORO /COELHO NETO C-1 MA | 223 | 230 | 2006-07-01 | 2042-12-01 | 3.3444 | 3.3444 | IPCA
| LT 230 kV PIMENTA BUENO /VILHENA C-1 RO | 160.2 | 230 | 2008-10-01 | 2042-12-01 | 2.4041 | 2.4041 | IPCA
| LT 230 kV RONDONOPOLIS /COXIPO C-1 MT | 187.8 | 230 | 1988-09-01 | 2042-12-01 | 7.9324 | 7.9324 | IPCA
| LT 230 kV RONDONOPOLIS /COXIPO C-2 MT | 187.8 | 230 | 1984-07-01 | 2042-12-01 | 13.5279 | 13.5279 | IPCA
| LT 230 kV SAMUEL /ARIQUEMES C-1 RO | 151.6 | 230 | 1994-08-01 | 2042-12-01 | 2.2725 | 2.2725 | IPCA
| LT 230 kV SAMUEL /PORTO VELHO C-1 RO | 40.55 | 230 | 1989-07-01 | 2042-12-01 | 0.48533 | 0.48533 | IPCA
| LT 230 kV SAMUEL /PORTO VELHO C-2 RO | 40.55 | 230 | 1989-07-01 | 2042-12-01 | 0.48533 | 0.48533 | IPCA
| LT 230 kV SAO LUIS II /MIRANDA II C-1 MA | 105.3 | 230 | 2002-11-01 | 2042-12-01 | 1.5982 | 1.5827 | IPCA
| LT 230 kV SAO LUIS II /SAO LUIS I C-1 MA | 18.6 | 230 | 1983-01-01 | 2042-12-01 | 1.4746 | 1.4746 | IPCA
| LT 230 kV SAO LUIS II /SAO LUIS I C-2 MA | 19 | 230 | 1988-09-01 | 2042-12-01 | 1.5063 | 1.5063 | IPCA
| LT 230 kV SINOP /SORRISO C-1 MT | 74.78 | 230 | 1996-09-01 | 2042-12-01 | 0.060901 | 0.060901 | IPCA
| LT 230 kV TRANSAMAZONIC /RUROPOLIS C-1 PA | 145.4 | 230 | 1988-10-01 | 2042-12-01 | 10.3261 | 10.3113 | IPCA
| LT 230 kV TUCURUI /ALTAMIRA C-1 PA | 317.6 | 230 | 1998-06-01 | 2042-12-01 | 23.5229 | 23.4759 | IPCA
| LT 230 kV UTINGA /CASTANHAL C-1 PA | 69.27 | 230 | 1994-12-01 | 2042-12-01 | 4.5564 | 4.4807 | IPCA
| LT 230 kV UTINGA /MIRAMAR C-1 PA | 15.7 | 230 | 2015-08-01 | 2042-12-01 | 0.61386 | 0.58769 | IPCA
| LT 230 kV UTINGA /MIRAMAR C-2 PA | 15.7 | 230 | 2015-08-01 | 2042-12-01 | 0.61386 | 0.58769 | IPCA
| LT 230 kV VARZEA GRANDE /COXIPO C-1 MT | 28.8 | 230 | 2003-06-01 | 2042-12-01 | 0.27204 | 0.27204 | IPCA
| LT 230 kV VARZEA GRANDE /COXIPO C-2 MT | 28.8 | 230 | 2003-06-01 | 2042-12-01 | 0.50559 | 0.35512 | IPCA
| LT 230 kV VILA DO CONDE /GUAMA C-1 PA | 49.3 | 230 | 1981-04-01 | 2042-12-01 | 1.6355 | 1.6355 | IPCA
| LT 230 kV VILA DO CONDE /GUAMA C-2 PA | 49.3 | 230 | 1982-12-01 | 2042-12-01 | 1.6355 | 1.6355 | IPCA
| LT 230 kV XINGU /RL (TUCURUI / ALTAMIRA) C-1 PA | 0.52 | 230 | 2014-10-01 | 2042-12-01 | 0.0067977 | 0 | IPCA
| LT 500 kV COLINAS /MIRACEMA C-1 TO | 173.97 | 500 | 1999-03-01 | 2042-12-01 | 30.6073 | 30.6073 | IPCA
| LT 500 kV IMPERATRIZ /COLINAS C-1 MA/TO | 342.6 | 500 | 1999-03-01 | 2042-12-01 | 60.2698 | 60.2698 | IPCA
| LT 500 kV IMPERATRIZ /MARABA C-1 MA/PA | 181.09 | 500 | 1981-04-01 | 2042-12-01 | 18.8056 | 18.8056 | IPCA
| LT 500 kV IMPERATRIZ /MARABA C-2 MA/PA | 181.82 | 500 | 1988-03-01 | 2042-12-01 | 32.0287 | 32.0287 | IPCA
| LT 500 kV IMPERATRIZ /P.DUTRA C-1 MA | 386.6 | 500 | 1982-10-01 | 2042-12-01 | 67.7923 | 67.7923 | IPCA
| LT 500 kV IMPERATRIZ /P.DUTRA C-2 MA | 385.3 | 500 | 2000-01-01 | 2042-12-01 | 67.7923 | 67.7923 | IPCA
| LT 500 kV MARABA /TUCURUI C-1 PA | 222.14 | 500 | 1981-10-01 | 2042-12-01 | 39.0551 | 39.0551 | IPCA
| LT 500 kV MARABA /TUCURUI C-2 PA | 221.7 | 500 | 1988-02-01 | 2042-12-01 | 39.0551 | 39.0551 | IPCA
| LT 500 kV MIRANDA II /P.DUTRA C-2 MA | 195.8 | 500 | 1986-03-01 | 2042-12-01 | 34.6042 | 34.6042 | IPCA
| LT 500 kV MIRANDA II /S.ANTONIO DOS LOPES C-1 MA | 142.6 | 500 | 2012-12-16 | 2042-12-01 | 25.0633 | 25.0633 | IPCA
| LT 500 kV P.DUTRA /B. ESPERANCA C-1 MA/PI | 205.39 | 500 | 2000-01-01 | 2042-12-01 | 36.0257 | 36.0257 | IPCA
| LT 500 kV S.ANTONIO DOS LOPES /P. DUTRA C-1 MA | 52.9 | 500 | 2012-12-16 | 2042-12-01 | 9.27 | 9.27 | IPCA
| LT 500 kV SAO LUIS II /MIRANDA II C-1 MA | 0 | 500 | 1984-07-01 | 2042-12-01 | - | -
| LT 500 kV SAO LUIS II /BACABEIRA C-1 MA | 39.85 | 500 | 1984-07-01 | 2042-12-01 | 6.8672 | 6.8672 | IPCA
| LT 500 kV MIRANDA II/BACABEIRA C-1 MA | 69.04 | 500 | 1984-07-01 | 2042-12-01 | 11.6928 | 11.6928 | IPCA
| LT 500 kV SAO LUIS II /MIRANDA II C-2 MA | 0 | 500 | 1986-03-01 | 2042-12-01 | - | -
| LT 500 kV SAO LUIS II /BACABEIRA C-2 MA | 39.72 | 500 | 1986-03-01 | 2042-12-01 | 6.8724 | 6.8724 | IPCA
| LT 500 kV MIRANDA II/BACABEIRA C-2 MA | 68.94 | 500 | 1986-03-01 | 2042-12-01 | 11.7017 | 11.7017 | IPCA
| LT 500 kV TUCURUI /VILA DO CONDE C-1 PA | 327.1 | 500 | 1981-12-01 | 2042-12-01 | 57.4708 | 57.4708 | IPCA
| LT 69 kV TUCURUI /TUCURUI VILA C-1 PA | 2.3 | 69 | 1997-07-01 | 2042-12-01 | 0.12728 | 0.12728 | IPCA
| BOA VISTA- SANTA ELENA (1) | 190.2 | 230 | - | - | (*) | - | -
| COARACY NUNES - SANTANA - C1 (1) | 0 | 138 | - | - | (*) | - | -
| COARACY NUNES - SANTANA - C2 (1) | 0 | 138 | - | - | (*) | - | -
| COARACY NUNES - TARTARUGALZINHO (1) | 0 | 138 | - | - | (*) | - | -
| EQUATORIAL - SANTA RITA (1) | 0 | 69 | - | - | (*) | - | -
| SANTANA – EQUATORIAL (1) | 0 | 69 | - | - | (*) | - | -
| SANTANA - MACAPÁ II (1) | 0 | 69 | - | - | (*) | - | -
| SANTANA – PORTUÁRIA (1) | 0 | 138 | - | - | (*) | - | -
| SANTANA - SANTA RITA (1) | 0 | 69 | - | - | (*) | - | -
| TARTARUGALZINHO – AMAPÁ (1) | 0 | 69 | - | - | (*) | - | -
| TARTARUGALZINHO – CALÇOENE (1) | 0 | 69 | - | - | (*) | - | -
| LT 69 kV TUCURUI (Usina) - TUCURUI (SE) (1) | 1.4 | 69 | - | - | (*) | - | -
| LT 69 kV TUCURUI (Usina) - TUCURUI (SE) (1) | 1.4 | 69 | - | - | (*) | - | -
| São Luiz II - UTE São Luiz (1) | 0 | 230 | - | - | (*) | - | -
| Samuel (Usina) - Samuel (SE) (1) | 2.85 | 230 | - | - | (*) | - | -
| LT 138 kV CURUÁ-UNA- TAPAJÓS - CELPA (1) | 68.8 | 138 | - | - | (*) | - | -
| LT 500 kV Tucuruí (Usina) - Tucuruí (Se) (1) | 10.71 | 500 | - | - | (*) | 0 | -
Chesf | LT 138 kV ACU II /SAN.MATOS II C-1 RN | 49.6 | 138 | 1967-12-01 | 2042-12-01 | 0.51095 | - | -
| LT 138 kV C.GRANDE II /PILOES C-1 PB | 79.3 | 138 | 1968-01-01 | 2042-12-01 | 1.5496 | - | -
| LT 138 kV C.GRANDE II /SANTA CRUZ II C-1 PB/RN | 117.3 | 138 | 1963-04-01 | 2042-12-01 | 0.95524 | - | -
| LT 138 kV CUR.NOVOS II /SANTA CRUZ II C-1 RN | 55 | 138 | 1965-10-01 | 2042-12-01 | 0.56657 | - | -
| LT 138 kV PARAISO /SANTA CRUZ II C-1 RN | 8.7 | 138 | 1968-01-01 | 2042-12-01 | 0.23781 | - | -
| LT 138 kV PILOES /PARAISO C-1 PB/RN | 107.9 | 138 | 1968-01-01 | 2042-12-01 | 1.6444 | - | -
| LT 138 kV SAN.MATOS II /CUR.NOVOS II C-1 RN | 92.2 | 230 | 0 | 0 | 0.39969 | - | -
| LT 138 kV USINA PA-II /ZEBU C-1 BA | 6 | 138 | 1964-12-01 | 2042-12-01 | 0.07417 | - | -
| LT 230 kV ANGELIM /MESSIAS C-1 PE/AL | 78.9 | 230 | 1977-04-01 | 2042-12-01 | 2.8717 | 2.8717 | IPCA
| LT 230 kV ANGELIM /MESSIAS C-2 PE/AL | 78.5 | 230 | 1976-10-01 | 2042-12-01 | 2.8571 | 2.8571 | IPCA
| LT 230 kV ANGELIM /MESSIAS C-3 PE/AL | 79.1 | 230 | 1986-08-01 | 2042-12-01 | 6.7521 | 6.7521 | IPCA
| LT 230 kV ANGELIM /RECIFE II C-1 PE | 171.7 | 230 | 1961-01-01 | 2042-12-01 | 2.0271 | 2.0271 | IPCA
| LT 230 kV ANGELIM /RECIFE II C-2 PE | 171.7 | 230 | 1967-01-01 | 2042-12-01 | 2.0271 | 2.0271 | IPCA
| LT 230 kV ANGELIM /RIBEIRAO C-1 PE | 115.7 | 230 | 1953-01-01 | 2042-12-01 | 5.1292 | 1.7306 | IPCA
| LT 230 kV ANGELIM /TACAIMBO C-1 PE | 63.9 | 230 | 1963-03-01 | 2042-12-01 | 0.9558 | 0.9558 | IPCA
| LT 230 kV ANGELIM /TACAIMBO C-2 PE | 64.1 | 230 | 1973-03-01 | 2042-12-01 | 0.95879 | 0.95879 | IPCA
| LT 230 kV ANGELIM /TACAIMBO C-3 PE | 65.7 | 230 | 1998-06-01 | 2042-12-01 | 5.6082 | 5.6082 | IPCA
| LT 230 kV AQUIRAZ II /FORTALEZA C-2 CE | 30.1 | 230 | 1978-08-01 | 2042-12-01 | 0.47048 | 0.47048 | IPCA
| LT 230 kV ARAPIRACA III /PENEDO C-1 AL | 89.6 | 230 | 1998-01-01 | 2042-12-01 | 3.0048 | 3.0048 | IPCA
| LT 230 kV B. ESPERANCA /TERESINA C-1 PI | 198 | 230 | 1970-03-01 | 2042-12-01 | 2.9616 | 2.9616 | IPCA
| LT 230 kV B. ESPERANCA /TERESINA C-2 PI | 198 | 230 | 1981-12-01 | 2042-12-01 | 16.9015 | 16.9015 | IPCA
| LT 230 kV B.JESUS LAPA /BARREIRAS II C-1 BA | 233.5 | 230 | 1990-12-01 | 2042-12-01 | 18.7368 | 18.7368 | IPCA
| LT 230 kV BANABUIU /AQUIRAZ II C-2 CE | 181.8 | 230 | 1978-08-01 | 2042-12-01 | 5.9353 | 5.9353 | IPCA
| LT 230 kV BANABUIU /FORTALEZA C-1 CE | 177.2 | 230 | 1965-10-01 | 2042-12-01 | 2.7125 | 2.6505 | IPCA
| LT 230 kV BANABUIU /FORTALEZA C-3 CE | 176 | 230 | 1978-07-01 | 2042-12-01 | 6.4961 | 6.4058 | IPCA
| LT 230 kV BANABUIU /ICO C-1 CE | 103.4 | 230 | 1977-12-01 | 2042-12-01 | 4.1898 | 4.0964 | IPCA
| LT 230 kV BANABUIU /MOSSORO II C-1 CE/RN | 177.2 | 230 | 2003-07-01 | 2042-12-01 | 18.847 | 18.847 | IPCA
| LT 230 kV BANABUIU /MOSSORO II C-2 CE/RN | 177.2 | 230 | 2016-04-01 | 2042-12-01 | 3.0274 | - | IPCA
| LT 230 kV BANABUIU /RUSSAS II C-1 CE | 110.4 | 230 | 1971-05-01 | 2042-12-01 | 1.6513 | 1.6513 | IPCA
| LT 230 kV BARREIRAS II /BARREIRAS C-1 BA | - | - | - | - | 1.1951 | 1.1951 | IPCA
| LT 230 kV BOM NOME /MILAGRES C-1 PE/CE | 83.7 | 230 | 1961-09-01 | 2042-12-01 | 1.252 | 1.252 | IPCA
| LT 230 kV BOM NOME /MILAGRES C-2 PE/CE | 84.1 | 230 | 1974-12-01 | 2042-12-01 | 1.2579 | 1.2579 | IPCA
| LT 230 kV BOM NOME /MILAGRES C-3 PE/CE | 83.9 | 230 | 1979-09-01 | 2042-12-01 | 3.8688 | 3.8688 | IPCA
| LT 230 kV BONGI /ACONORTE C-1 PE | 6 | 230 | 1976-08-01 | 2042-12-01 | 0.33201 | - | IPCA
| LT 230 kV BONGI /JOAIRAM C-1 PE | 6.3 | 230 | 1953-01-01 | 2042-12-01 | 0.11308 | 0.11308 | IPCA
| LT 230 kV BONGI /JOAIRAM C-2 PE | 6.4 | 230 | 1967-01-01 | 2042-12-01 | 0.090671 | 0.090671 | IPCA
| LT 230 kV BONGI /JOAIRAM C-3 PE | 6.4 | 230 | 1961-01-01 | 2042-12-01 | 0.090671 | 0.090671 | IPCA
| LT 230 kV BROT.MACAUBAS /B.JESUS LAPA C-1 BA | 204.6 | 230 | 1981-09-01 | 2042-12-01 | 25.9622 | 25.6862 | IPCA
| LT 230 kV C.GRANDE II /COTEMINAS C-1 PB | - | - | 0 | 0 | 0.1653 | 0.1653 | IPCA
| LT 230 kV C.GRANDE II /PARAISO C-1 PB/RN | 118.1 | 230 | 1979-05-01 | 2042-12-01 | 4.2984 | 4.2984 | IPCA
| LT 230 kV C.GRANDE II /PARAISO C-2 PB/RN | 119 | 230 | 1979-04-01 | 2042-12-01 | 4.3312 | 4.3312 | IPCA
| LT 230 kV C.GRANDE III /C.GRANDE II C-2 PB | 10.6 | 230 | 1999-10-01 | 2042-12-01 | 0.16776 | 0.16776 | IPCA
| LT 230 kV C.GRANDE III /C.GRANDE II C-3 PB | 10.6 | 230 | 2002-10-01 | 2042-12-01 | 0.33706 | 0.33706 | IPCA
| LT 230 kV C.GRANDE III /EXTREMOZ II C-1 PB/RN | 191.4 | 230 | 1999-10-01 | 2042-12-01 | 11.4944 | 11.4944 | IPCA
| LT 230 kV C.GRANDE III /NATAL III C-1 PB/RN | 175.8 | 230 | 2002-10-01 | 2042-12-01 | 11.46 | 11.46 | IPCA
| LT 230 kV CAMACARI II /BRAS.C.SODA C-1 BA | 7.2 | 230 | 1992-05-01 | 1942-12-01 | 0.73752 | - | IPCA
| LT 230 kV CAMACARI II /BRASKEM C-1 BA | - | - | 0 | 0 | 0.6146 | - | IPCA
| LT 230 kV CAMACARI II /BRASKEM C-2 BA | - | - | 0 | 0 | 0.33201 | - | IPCA
| LT 230 kV CAMACARI II /CARAIBAS C-1 BA | 3.2 | 230 | 1982-02-01 | 1942-12-01 | 0.3551 | - | IPCA
| LT 230 kV CAMACARI II /COTEGIPE C-2 BA | 23.5 | 230 | 1976-10-01 | 2042-12-01 | 1.192 | 1.192 | IPCA
| LT 230 kV CAMACARI II /G.MANGABEIRA C-1 BA | 83.7 | 230 | 1982-09-01 | 2042-12-01 | 5.6393 | 5.6393 | IPCA
| LT 230 kV CAMACARI II /G.MANGABEIRA C-2 BA | 83.7 | 230 | 1982-09-01 | 2042-12-01 | 5.6996 | 5.6393 | IPCA
| LT 230 kV CAMACARI II /MATATU C-1 BA | 47 | 230 | 1953-08-01 | 2042-12-01 | 0.70301 | 0.70301 | IPCA
| LT 230 kV CAMACARI II /PITUACU C-2 BA | 39.2 | 230 | 2002-01-01 | 2042-12-01 | 2.6411 | 2.6411 | IPCA
| LT 230 kV CAMACARI IV /COTEGIPE C-1 BA | 22.9 | 230 | 1970-06-01 | 2042-12-01 | 1.4098 | 0.37843 | IPCA
| LT 230 kV CAMACARI IV /JACARACANGA C-1 BA | 19.2 | 230 | 1977-07-01 | 2042-12-01 | 1.6084 | 0.7687 | IPCA
| LT 230 kV CAMACARI IV /JACARACANGA C-2 BA | 19.2 | 230 | 1977-03-01 | 2042-12-01 | 1.6084 | 0.7687 | IPCA
| LT 230 kV CAMACARI IV /PITUACU C-1 BA | 39.2 | 230 | 1984-10-01 | 2042-12-01 | 3.4586 | 2.6411 | IPCA
| LT 230 kV CATU /CAMACARI IV C-1 BA | 25 | 230 | 1970-06-01 | 2042-12-01 | 0.48488 | 0.41134 | IPCA
| LT 230 kV CATU /CAMACARI IV C-2 BA | 25 | 230 | 1953-08-01 | 2042-12-01 | 0.48488 | 0.41134 | IPCA
| LT 230 kV CATU /G.MANGABEIRA C-1 BA | 77.2 | 230 | 1967-08-01 | 2042-12-01 | 1.1747 | 1.1547 | IPCA
| LT 230 kV CAUIPE /FORTALEZA II C-1 CE | 58 | 230 | 2003-11-01 | 2042-12-01 | 0.71781 | 0.71781 | IPCA
| LT 230 kV CAUIPE /FORTALEZA II C-2 CE | 58 | 230 | 2003-11-01 | 2042-12-01 | 0.68476 | 0.68476 | IPCA
| LT 230 kV CAUIPE /FORTALEZA II C-3 CE | 58.2 | 230 | 1973-11-01 | 2042-12-01 | 4.951 | 4.951 | IPCA
| LT 230 kV CAUIPE /SOBRAL II C-1 CE | 177.4 | 230 | 1973-11-01 | 2042-12-01 | 2.7332 | 2.6535 | IPCA
| LT 230 kV CIC. DANTAS /CATU C-1 BA | 200.7 | 230 | 1968-03-01 | 2042-12-01 | 3.0188 | 3.002 | IPCA
| LT 230 kV CIC. DANTAS /CATU C-2 BA | 201.3 | 230 | 1972-04-01 | 2042-12-01 | 3.0549 | 3.011 | IPCA
| LT 230 kV COTEGIPE /JACARACANGA C-1 BA | 15.2 | 230 | 1971-12-01 | 2042-12-01 | 0.32926 | 0.25009 | IPCA
| LT 230 kV COTEGIPE /MATATU C-1 BA | 30 | 230 | 1977-05-01 | 2042-12-01 | 1.5217 | 1.5217 | IPCA
| LT 230 kV COTEMINAS /PAU FERRO C-1 PB/PE | 123.9 | 230 | 1999-10-01 | 2042-12-01 | 8.4197 | 8.4197 | IPCA
| LT 230 kV DELM. GOUVEIA /FORTALEZA II C-1 CE | 7.1 | 230 | 1989-06-01 | 2042-12-01 | 0.57404 | 0.57404 | IPCA
| LT 230 kV DELM. GOUVEIA /FORTALEZA II C-2 CE | 7.1 | 230 | 1989-06-01 | 2042-12-01 | 0.57404 | 0.57404 | IPCA
| LT 230 kV EXTREMOZ II /NATAL III C-1 RN | 17 | 230 | 2014-02-01 | 2042-12-01 | 0.13482 | 0.13482 | IPCA
| LT 230 kV FORTALEZA /FORTALEZA II C-1 CE | 0.3 | 230 | 2000-02-01 | 2042-12-01 | 0.0058335 | 0.0058335 | IPCA
| LT 230 kV FORTALEZA /FORTALEZA II C-2 CE | 0.3 | 230 | 2000-02-01 | 2042-12-01 | 0.0058335 | 0.0058335 | IPCA
| LT 230 kV FORTALEZA /FORTALEZA II C-3 CE | 0.3 | 230 | 2005-10-01 | 2042-12-01 | 0.0058335 | 0.0058335 | IPCA
| LT 230 kV FORTALEZA II /PICI II C-1 CE | 27.5 | 230 | 2009-05-01 | 2042-12-01 | 2.0381 | 2.0381 | IPCA
| LT 230 kV FORTALEZA II /PICI II C-2 CE | 27.5 | 230 | 2009-05-01 | 2042-12-01 | 2.0381 | 2.0381 | IPCA
| LT 230 kV FUNIL /ITAPEBI C-1 BA | 198.1 | 230 | 1990-07-01 | 2042-12-01 | 13.3471 | 13.3471 | IPCA
| LT 230 kV FUNIL /ITAPEBI C-2 BA | 198.1 | 230 | 1990-07-01 | 2042-12-01 | 13.3471 | 13.3471 | IPCA
| LT 230 kV G.MANGABEIRA /SAPEACU C-1 BA | 22.5 | 230 | 1968-12-01 | 2042-12-01 | 0.38666 | 0.38666 | IPCA
| LT 230 kV G.MANGABEIRA /SAPEACU C-2 BA | 22.6 | 230 | 1984-02-01 | 2042-12-01 | 1.6675 | 1.6675 | IPCA
| LT 230 kV G.MANGABEIRA /SAPEACU C-3 BA | 23.5 | 230 | 1984-02-01 | 2042-12-01 | 1.675 | 1.675 | IPCA
| LT 230 kV GARANHUNS II /ANGELIM C-1 PE | 12.3 | 230 | 1961-01-01 | 2042-12-01 | 0.17709 | - | IPCA
| LT 230 kV GARANHUNS II /ANGELIM C-2 PE | 11.6 | 230 | 1973-12-01 | 2042-12-01 | 0.17709 | - | IPCA
| LT 230 kV GARANHUNS II /ANGELIM C-3 PE | - | - | 0 | 0 | 0.28195 | - | IPCA
| LT 230 kV GOIANINHA /C.GRANDE II C-1 PE/PB | 99.3 | 230 | 1970-02-01 | 2042-12-01 | 1.4853 | 1.4853 | IPCA
| LT 230 kV GOIANINHA /MUSSURE II C-2 PE/PB | 50.6 | 230 | 1977-10-01 | 2042-12-01 | 1.8417 | 1.8417 | IPCA
| LT 230 kV GOIANINHA /SANTA RITA II C-1 PE/PB | 59 | 230 | 1977-10-01 | 2042-12-01 | 1.625 | 1.625 | IPCA
| LT 230 kV IBIAPINA II /SOBRAL II C-1 CE | 103 | 230 | 1973-08-01 | 2042-12-01 | 1.3678 | 1.3678 | IPCA
| LT 230 kV ICO /MILAGRES C-1 CE | 124.7 | 230 | 1977-12-01 | 2042-12-01 | 4.1898 | 4.0964 | IPCA
| LT 230 kV IRECE /BROT.MACAUBAS C-1 BA | 135.4 | 230 | 1981-09-01 | 2042-12-01 | 10.5826 | 10.1655 | IPCA
| LT 230 kV ITABAIANA /ITABAIANINHA C-1 SE | 76.8 | 230 | 1953-08-01 | 2042-12-01 | 1.5752 | 1.1488 | IPCA
| LT 230 kV ITABAIANA /JARDIM C-1 SE | 44 | 230 | 1979-08-01 | 2042-12-01 | 1.6015 | 1.6015 | IPCA
| LT 230 kV ITABAIANA /JARDIM C-2 SE | 44 | 230 | 1979-08-01 | 2042-12-01 | 1.6015 | 1.6015 | IPCA
| LT 230 kV ITABAIANINHA /CATU C-1 SE/BA | 143.9 | 230 | 1953-08-01 | 2042-12-01 | 2.2125 | 2.1524 | IPCA
| LT 230 kV ITAPEBI /EUNAPOLIS C-1 BA | 47 | 230 | 1990-07-01 | 2042-12-01 | 3.1667 | 3.1667 | IPCA
| LT 230 kV ITAPEBI /EUNAPOLIS C-2 BA | 47 | 230 | 1990-07-01 | 2042-12-01 | 3.1667 | 3.1667 | IPCA
| LT 230 kV JABOATAO II /PIRAPAMA II C-2 PE | 34 | 230 | 1980-06-01 | 1999-12-31 | 0.76469 | 0.76469 | IPCA
| LT 230 kV JACARACANGA /ALCAN C-1 BA | 1.8 | 230 | 1983-05-01 | 2042-12-01 | 0.19145 | - | IPCA
| LT 230 kV JACARACANGA /DOW QUIMICA C-1 BA | 7.9 | 230 | 1977-07-01 | 2042-12-01 | 0.43715 | - | IPCA
| LT 230 kV JACARACANGA /DOW QUIMICA C-2 BA | 7.8 | 230 | 1977-03-01 | 2042-12-01 | 0.43161 | - | IPCA
| LT 230 kV JAGUARARI-SE /SR.BONFIM II C-1 BA | 80.7 | 230 | 1980-01-01 | 2042-12-01 | 3.4209 | 3.3504 | IPCA
| LT 230 kV JUAZEIRO II /JAGUARARI-SE C-1 BA | 88 | 230 | 1980-01-01 | 2042-12-01 | 2.9054 | 2.9054 | IPCA
| LT 230 kV JUAZEIRO II /SR.BONFIM II C-1 BA | 148.6 | 230 | 1981-04-01 | 2042-12-01 | 5.4085 | 5.4085 | IPCA
| LT 230 kV MESSIAS /MACEIO C-1 AL | 25.9 | 230 | 1996-11-01 | 2042-12-01 | 1.9195 | 1.9195 | IPCA
| LT 230 kV MESSIAS /MACEIO C-2 AL | 25.9 | 230 | 1996-11-01 | 2042-12-01 | 1.9195 | 1.9195 | IPCA
| LT 230 kV MESSIAS /RIO LARGO II C-1 AL | 11.9 | 230 | 1986-08-01 | 2042-12-01 | 1.219 | 1.219 | IPCA
| LT 230 kV MESSIAS /RIO LARGO II C-2 AL | 11.6 | 230 | 1976-10-01 | 2042-12-01 | 0.50664 | 0.50664 | IPCA
| LT 230 kV MESSIAS /RIO LARGO II C-3 AL | 11.6 | 230 | 1977-04-01 | 2042-12-01 | 0.50664 | 0.50664 | IPCA
| LT 230 kV MILAGRES /BANABUIU C-1 CE | 225.9 | 230 | 1965-02-01 | 2042-12-01 | 3.3867 | 3.379 | IPCA
| LT 230 kV MILAGRES /BANABUIU C-2 CE | 225.1 | 230 | 1977-12-01 | 2042-12-01 | 8.2006 | 8.1929 | IPCA
| LT 230 kV MILAGRES /COREMAS C-1 CE/PB | 119.4 | 230 | 1986-11-01 | 2042-12-01 | 10.1921 | 10.1921 | IPCA
| LT 230 kV MOSSORO II /ACU II C-1 RN | 71.3 | 230 | 1987-07-01 | 2042-12-01 | 6.0863 | 6.0863 | IPCA
| LT 230 kV N.S.SOCORRO /FAFEN C-1 SE | 11.9 | 230 | 1981-08-01 | 2042-12-01 | 1.2804 | - | IPCA
| LT 230 kV NATAL III /NATAL II C-1 RN | 11.6 | 230 | 1999-10-01 | 2042-12-01 | 1.0112 | 1.0112 | IPCA
| LT 230 kV NATAL III /NATAL II C-2 RN | 11.6 | 230 | 2002-10-01 | 2042-12-01 | 1.0112 | 1.0112 | IPCA
| LT 230 kV OLINDINA /RL (CIC. DANTAS / CATU) C-1 BA | 0.2 | 230 | 1980-05-01 | 2042-12-01 | 0.011989 | 0.011989 | IPCA
| LT 230 kV OLINDINA /RL (CIC. DANTAS / CATU) C-2 BA | 86.9 | 230 | 0 | 0 | 0.011989 | 0.011989 | IPCA
| LT 230 kV OUROLANDIA II /IRECE C-1 BA | - | - | - | - | 6.4021 | 6.4021 | IPCA
| LT 230 kV P. AFONSO IV /P.AFONSO III C-1 BA/AL | 1.1 | 230 | 1979-10-01 | 2042-12-01 | 0.065941 | 0.065941 | IPCA
| LT 230 kV P. AFONSO IV /P.AFONSO III C-2 BA/AL | 1.4 | 230 | 1981-02-01 | 2042-12-01 | 0.083925 | 0.083925 | IPCA
| LT 230 kV P.AFONSO III /ANGELIM C-1 AL/PE | 221.3 | 230 | 1953-01-01 | 2042-12-01 | 3.3102 | 3.3102 | IPCA
| LT 230 kV P.AFONSO III /BOM NOME C-2 AL/PE | 79 | 230 | 1974-12-01 | 2042-12-01 | 2.5533 | 2.5533 | IPCA
| LT 230 kV P.AFONSO III /BOM NOME C-3 AL/PE | 170.8 | 230 | 1978-11-01 | 2042-12-01 | 7.9103 | 7.876 | IPCA
| LT 230 kV P.AFONSO III /CIC. DANTAS C-1 AL/BA | 134.2 | 230 | 1968-03-01 | 2042-12-01 | 5.2445 | 2.0073 | IPCA
| LT 230 kV P.AFONSO III /CIC. DANTAS C-2 AL/BA | 133.8 | 230 | 1972-06-01 | 2042-12-01 | 2.0596 | 2.0013 | IPCA
| LT 230 kV P.AFONSO III /GARANHUNS II C-2 AL/PE | 209.3 | 230 | 1967-01-01 | 2042-12-01 | 2.4226 | 2.4226 | IPCA
| LT 230 kV P.AFONSO III /GARANHUNS II C-3 AL/PE | 209.3 | 230 | 1961-01-01 | 2042-12-01 | 2.4226 | 2.4226 | IPCA
| LT 230 kV P.AFONSO III /GARANHUNS II C-4 AL/PE | 214.1 | 230 | 1973-12-01 | 2042-12-01 | 3.6125 | 3.0663 | IPCA
| LT 230 kV P.AFONSO III /ITABAIANA C-1 AL/SE | 162.5 | 230 | 1987-04-01 | 2042-12-01 | 11.0392 | 10.9485 | IPCA
| LT 230 kV P.AFONSO III /ITABAIANA C-2 AL/SE | 162.5 | 230 | 1985-09-01 | 2042-12-01 | 11.0396 | 10.9485 | IPCA
| LT 230 kV P.AFONSO III /TACARUTU C-1 AL/PE | 47.4 | 230 | 1961-10-01 | 2042-12-01 | 0.72035 | 0.65366 | IPCA
| LT 230 kV P.AFONSO III /USINA PA-I C-1 AL/BA | 0.6 | 230 | 1955-01-01 | 2042-12-01 | 0.011667 | - | IPCA
| LT 230 kV P.AFONSO III /USINA PA-I C-2 AL/BA | 0.6 | 230 | 1955-01-01 | 2042-12-01 | 0.011667 | - | IPCA
| LT 230 kV P.AFONSO III /USINA PA-II C-1 AL/BA | 0.7 | 230 | 1961-10-01 | 2042-12-01 | 0.011667 | - | IPCA
| LT 230 kV P.AFONSO III /USINA PA-II C-2 AL/BA | - | - | - | - | 0.066582 | - | IPCA
| LT 230 kV P.AFONSO III /USINA PA-II C-3 AL/BA | 0.7 | 230 | 1967-05-01 | 2042-12-01 | 0.011667 | - | IPCA
| LT 230 kV P.AFONSO III /USINA PA-II C-4 AL/BA | 0.7 | 230 | 1967-05-01 | 2042-12-01 | 0.013612 | 0.013612 | IPCA
| LT 230 kV P.AFONSO III /USINA PA-II C-5 AL/BA | 0.7 | 230 | 1967-12-01 | 2042-12-01 | 0.013612 | 0.013612 | IPCA
| LT 230 kV P.AFONSO III /USINA PA-III C-1 AL/BA | 0.6 | 230 | 1971-10-01 | 2042-12-01 | 0.011667 | - | IPCA
| LT 230 kV P.AFONSO III /USINA PA-III C-2 AL/BA | 0.6 | 230 | 1972-04-01 | 2042-12-01 | 0.011667 | - | IPCA
| LT 230 kV P.AFONSO III /USINA PA-III C-3 AL/BA | 0.6 | 230 | 1974-04-01 | 2042-12-01 | 0.011667 | - | IPCA
| LT 230 kV P.AFONSO III /USINA PA-III C-4 AL/BA | 0.6 | 230 | 1974-10-01 | 2042-12-01 | 0.011667 | - | IPCA
| LT 230 kV PARAISO /NATAL II C-1 RN | 96.2 | 230 | 1979-05-01 | 2042-12-01 | 3.5014 | 3.5014 | IPCA
| LT 230 kV PARAISO /NATAL II C-2 RN | 97.2 | 230 | 1979-04-01 | 2042-12-01 | 3.5378 | 3.5378 | IPCA
| LT 230 kV PAU FERRO /C.GRANDE II C-2 PE/PB | 125.9 | 230 | 1999-10-01 | 2042-12-01 | 1.4864 | 1.4864 | IPCA
| LT 230 kV PAU FERRO /GOIANINHA C-1 PE | - | - | - | - | 2.9876 | 2.9876 | IPCA
| LT 230 kV PAU FERRO /MIRUEIRA II C-1 PE | 23.1 | 230 | 1999-10-21 | 2042-12-01 | 1.0651 | - | IPCA
| LT 230 kV PAU FERRO /MIRUEIRA II C-2 PE | - | - | - | - | 2.7004 | 1.289 | IPCA
| LT 230 kV PIRIPIRI /IBIAPINA II C-1 PI/CE | 86 | 230 | 1973-08-01 | 2042-12-01 | 1.1361 | 1.1361 | IPCA
| LT 230 kV PITUACU /NARANDIBA C-1 BA | 3.6 | 230 | 1983-11-01 | 2042-12-01 | 0.055253 | 0.055253 | IPCA
| LT 230 kV PITUACU /NARANDIBA C-2 BA | 3.6 | 230 | 1983-11-01 | 2042-12-01 | 0.31532 | 0.31532 | IPCA
| LT 230 kV PITUACU /RL (COTEGIPE / MATATU) C-1 BA/PE | 0.3 | 230 | 1977-01-01 | 2042-12-01 | 0.11989 | 0.11989 | IPCA
| LT 230 kV QUIXERE /MOSSORO II C-1 CE/RN | 50.2 | 230 | 1981-04-01 | 1999-12-31 | 2.3085 | 2.3056 | IPCA
| LT 230 kV RECIFE II /GOIANINHA C-1 PE | 71.4 | 230 | 1972-02-01 | 2042-12-01 | 0.84296 | 0.84296 | IPCA
| LT 230 kV RECIFE II /GOIANINHA C-2 PE | 71.5 | 230 | 1972-02-01 | 2042-12-01 | 0.84296 | 0.84296 | IPCA
| LT 230 kV RECIFE II /JABOATAO II C-2 PE | 16 | 230 | 1980-06-01 | 2042-12-01 | 0.34031 | 0.34031 | IPCA
| LT 230 kV RECIFE II /JOAIRAM C-1 PE | 7.4 | 230 | 1967-01-01 | 2042-12-01 | 0.13282 | 0.13282 | IPCA
| LT 230 kV RECIFE II /JOAIRAM C-2 PE | 7.4 | 230 | 1967-01-01 | 2042-12-01 | 0.10484 | 0.10484 | IPCA
| LT 230 kV RECIFE II /JOAIRAM C-3 PE | 7.4 | 230 | 1961-01-01 | 2042-12-01 | 0.10484 | 0.10484 | IPCA
| LT 230 kV RECIFE II /MIRUEIRA C-1 PE | 31 | 230 | 1980-06-01 | 2042-12-01 | 1.1496 | 1.1283 | IPCA
| LT 230 kV RECIFE II /MIRUEIRA C-2 PE | 31.5 | 230 | 1980-06-01 | 2042-12-01 | 1.1465 | 1.1465 | IPCA
| LT 230 kV RECIFE II /MIRUEIRA C-3 PE | 31.5 | 230 | 1986-06-01 | 2042-12-01 | 2.6889 | 2.6889 | IPCA
| LT 230 kV RECIFE II /PAU FERRO C-1 PE | 33.2 | 230 | 2004-09-01 | 2042-12-01 | 1.2084 | 1.2084 | IPCA
| LT 230 kV RECIFE II /PAU FERRO C-2 PE | 33.2 | 230 | 2004-09-01 | 2042-12-01 | 1.2084 | 1.2084 | IPCA
| LT 230 kV RECIFE II /PIRAPAMA II C-2 PE | 27.6 | 230 | 1980-06-01 | 2042-12-01 | 1.105 | 1.105 | IPCA
| LT 230 kV RIBEIRAO /RECIFE II C-1 PE | 56.6 | 230 | 1994-09-01 | 2042-12-01 | 6.5024 | 4.8314 | IPCA
| LT 230 kV RIO LARGO II /ARAPIRACA III C-1 AL | 124.7 | 230 | 1998-01-01 | 2042-12-01 | 7.469 | 7.469 | IPCA
| LT 230 kV RIO LARGO II /BRASKEM C-1 AL | 23.2 | 230 | 1976-06-01 | 2042-12-01 | 1.1768 | - | IPCA
| LT 230 kV RUSSAS II /QUIXERE C-1 CE | 25.4 | 230 | 1981-04-01 | 2042-12-01 | 1.1557 | 1.1528 | IPCA
| LT 230 kV S.JOAO PIAUI /ELISEU MARTIN C-1 PI | 172.9 | 230 | 1998-02-01 | 2042-12-01 | 14.8519 | 14.759 | IPCA
| LT 230 kV S.JOAO PIAUI /PICOS C-1 PI | 167.8 | 230 | 1985-07-01 | 2042-12-01 | 14.3236 | 14.3236 | IPCA
| LT 230 kV SANTA RITA II /MUSSURE II C-1 PB | 17 | 230 | 1977-10-01 | 2042-12-01 | 0.21667 | 0.21667 | IPCA
| LT 230 kV SAPEACU /FUNIL C-1 BA | 195.7 | 230 | 1968-12-01 | 2042-12-01 | 2.9272 | 2.9272 | IPCA
| LT 230 kV SAPEACU /STO.A.JESUS C-1 BA | 32 | 230 | 1984-02-01 | 2042-12-01 | 0.3778 | 0.3778 | IPCA
| LT 230 kV SAPEACU /STO.A.JESUS C-2 BA | 64.7 | 230 | 0 | 0 | 2.156 | 2.156 | IPCA
| LT 230 kV SOBRAL II /SOBRAL III C-1 CE | 13.8 | 230 | 2009-05-01 | 2042-12-01 | 0.19551 | 0.19551 | IPCA
| LT 230 kV SOBRAL II /SOBRAL III C-2 CE | 13.8 | 230 | 2009-05-01 | 2042-12-01 | 0.19551 | 0.19551 | IPCA
| LT 230 kV SR.BONFIM II /OUROLANDIA II C-1 BA | - | - | - | - | 11.8652 | 11.8652 | IPCA
| LT 230 kV STO.A.JESUS /FUNIL C-1 BA | 162.6 | 230 | 1984-02-01 | 2042-12-01 | 1.9197 | 1.9197 | IPCA
| LT 230 kV STO.A.JESUS /FUNIL C-2 BA | 162.1 | 230 | 1984-02-01 | 2042-12-01 | 13.0776 | 13.0776 | IPCA
| LT 230 kV TACAIMBO /C.GRANDE II C-1 PE/PB | 124.7 | 230 | 1985-06-01 | 2042-12-01 | 10.6445 | 10.6445 | IPCA
| LT 230 kV TACAIMBO /C.GRANDE II C-2 PE/PB | 124.7 | 230 | 1985-06-01 | 2042-12-01 | 10.6445 | 10.6445 | IPCA
| LT 230 kV TACARUTU /BOM NOME C-1 PE | 137.1 | 230 | 1961-10-01 | 1999-12-31 | 1.9573 | 1.8907 | IPCA
| LT 230 kV TERESINA /PIRIPIRI C-1 PI | 154.7 | 230 | 1971-11-01 | 2042-12-01 | 2.314 | 2.314 | IPCA
| LT 230 kV TERESINA II /TERESINA C-1 PI | 25.3 | 230 | 2002-09-01 | 2042-12-01 | 1.8751 | 1.8751 | IPCA
| LT 230 kV TERESINA II /TERESINA C-2 PI | 25.3 | 230 | 2002-09-01 | 2042-12-01 | 1.8751 | 1.8751 | IPCA
| LT 230 kV U. A. SALES /P.AFONSO III C-1 BA/AL | 5.8 | 230 | 1977-10-01 | 2042-12-01 | 0.32094 | - | IPCA
| LT 230 kV U. A. SALES /P.AFONSO III C-2 BA/AL | 5.7 | 230 | 1977-03-01 | 2042-12-01 | 0.31541 | - | IPCA
| LT 230 kV U.SOBRADINHO /JUAZEIRO II C-1 BA | 42.5 | 230 | 1980-01-01 | 2042-12-01 | 1.7806 | 1.5469 | IPCA
| LT 230 kV U.SOBRADINHO /JUAZEIRO II C-2 BA | 42.5 | 230 | 1981-04-01 | 2042-12-01 | 1.7806 | 1.5469 | IPCA
| LT 230 kV UB.ESPERANCA /B. ESPERANCA C-1 PI | 2.8 | 230 | 1980-12-01 | 2042-12-01 | 0.16785 | 0.16785 | IPCA
| LT 500 kV ANGELIM II /PAU FERRO C-1 PE | 219.4 | 500 | 1977-08-01 | 2042-12-01 | 18.3457 | 18.3457 | IPCA
| LT 500 kV ANGELIM II /RECIFE II C-2 PE | 170.7 | 500 | 1980-03-01 | 2042-12-01 | 19.7172 | 19.2138 | IPCA
| LT 500 kV CAMACARI IV /CAMACARI II C-1 BA | 0.3 | 500 | 2012-11-01 | 2042-12-01 | 0.2072 | 0.2072 | IPCA
| LT 500 kV GARANHUNS II /ANGELIM II C-1 PE | 13.2 | 500 | 1977-02-01 | 2042-12-01 | 1.8657 | 1.7942 | IPCA
| LT 500 kV JARDIM /CAMACARI IV C-1 SE/BA | 249.6 | 500 | 2000-05-01 | 2042-12-01 | 51.8003 | 51.8003 | IPCA
| LT 500 kV JUAZEIRO III /U.SOBRADINHO C-1 BA | 37.6 | 500 | 0 | 1999-12-31 | 4.7275 | 4.7275 | IPCA
| LT 500 kV L.GONZAGA /US. L.GONZAGA C-1 PE | 0.6 | 500 | 1979-05-01 | 2042-12-01 | 0.087796 | - | IPCA
| LT 500 kV L.GONZAGA /US. L.GONZAGA C-2 PE | 0.6 | 500 | 1979-05-01 | 2042-12-01 | 0.087796 | - | IPCA
| LT 500 kV L.GONZAGA /US. L.GONZAGA C-3 PE | 0.6 | 500 | 1979-05-01 | 2042-12-01 | 0.087796 | - | IPCA
| LT 500 kV MESSIAS /SUAPE II C-1 AL/PE | 176.6 | 500 | 1998-12-01 | 2042-12-01 | 33.2085 | 33.2085 | IPCA
| LT 500 kV MILAGRES /QUIXADA C-1 CE | 50.1 | 230 | 1989-12-01 | 2042-12-01 | 55.8413 | 55.8413 | IPCA
| LT 500 kV OLINDINA /CAMACARI II C-1 BA | 147.2 | 500 | 1976-10-01 | 2042-12-01 | 16.5686 | 16.5686 | IPCA
| LT 500 kV OLINDINA /CAMACARI II C-2 BA | 146.9 | 500 | 1978-09-01 | 2042-12-01 | 16.5349 | 16.5349 | IPCA
| LT 500 kV OLINDINA /US. L.GONZAGA C-1 BA/PE | 248.6 | 500 | 1976-05-01 | 2042-12-01 | 27.9821 | 27.9821 | IPCA
| LT 500 kV P. AFONSO IV /ANGELIM II C-1 BA/PE | 221.5 | 500 | 1979-07-01 | 2042-12-01 | 24.9318 | 24.9318 | IPCA
| LT 500 kV P. AFONSO IV /OLINDINA C-1 BA | 212.8 | 500 | 1978-06-01 | 2042-12-01 | 23.9525 | 23.9525 | IPCA
| LT 500 kV P. AFONSO IV /US. L.GONZAGA C-1 BA/PE | 37.4 | 500 | 1979-10-01 | 2042-12-01 | 4.2097 | 4.2097 | IPCA
| LT 500 kV P. AFONSO IV /USINA PA-IV C-1 BA | 0.6 | 500 | 1979-12-01 | 2042-12-01 | 0.087796 | - | IPCA
| LT 500 kV P. AFONSO IV /USINA PA-IV C-2 BA | 0.6 | 500 | 1980-05-01 | 2042-12-01 | 0.087796 | - | IPCA
| LT 500 kV P. AFONSO IV /USINA PA-IV C-3 BA | 0.6 | 500 | 1980-10-01 | 2042-12-01 | 0.087796 | - | IPCA
| LT 500 kV P. AFONSO IV /USINA PA-IV C-4 BA | 0.6 | 500 | 1981-07-01 | 2042-12-01 | 0.087796 | - | IPCA
| LT 500 kV P. AFONSO IV /USINA PA-IV C-5 BA | 0.6 | 500 | 1981-12-01 | 2042-12-01 | 0.16252 | - | IPCA
| LT 500 kV P. AFONSO IV /USINA PA-IV C-6 BA | 0.6 | 500 | 1983-05-01 | 2042-12-01 | 0.16252 | - | IPCA
| LT 500 kV P. AFONSO IV /USINA XINGO C-1 BA/AL | 53.8 | 500 | 1993-02-01 | 2042-12-01 | 11.2099 | 11.2099 | IPCA
| LT 500 kV PAU FERRO /RECIFE II C-1 PE | 33.2 | 230 | 2004-09-01 | 2042-12-01 | 0.68796 | 0.68796 | IPCA
| LT 500 kV PECEM II /FORTALEZA II C-1 CE | 73.1 | 500 | 2000-05-01 | 2042-12-01 | 9.1593 | 9.1593 | IPCA
| LT 500 kV QUIXADA /FORTALEZA II C-1 CE | 136.5 | 500 | 2003-09-01 | 2042-12-01 | 28.4529 | 28.4416 | IPCA
| LT 500 kV S.JOAO PIAUI /B. ESPERANCA C-1 PI | 233.5 | 500 | 1980-12-01 | 2042-12-01 | 26.2825 | 26.2825 | IPCA
| LT 500 kV SOBRAL III /PECEM II C-1 CE | 176.6 | 500 | 2000-05-01 | 2042-12-01 | 34.7637 | 34.7637 | IPCA
| LT 500 kV SUAPE II /RECIFE II C-1 PE | 45.4 | 500 | 1998-12-01 | 2042-12-01 | 3.4635 | 3.4635 | IPCA
| LT 500 kV TERESINA II /P.DUTRA C-1 PI/MA | 207.9 | 500 | 2000-05-01 | 2042-12-01 | 43.4407 | 43.3187 | IPCA
| LT 500 kV TERESINA II /P.DUTRA C-2 PI/MA | 207.7 | 500 | 2003-04-01 | 2042-12-01 | 7.5834 | 7.5834 | IPCA
| LT 500 kV TERESINA II /SOBRAL III C-1 PI/CE | 334.2 | 500 | 2000-05-01 | 2042-12-01 | 12.2021 | 12.2021 | IPCA
| LT 500 kV U.SOBRADINHO /S.JOAO PIAUI C-1 BA/PI | 211 | 500 | 1980-12-01 | 2042-12-01 | 23.7499 | 23.7499 | IPCA
| LT 500 kV U.SOBRADINHO /SOBRADINHO C-1 BA | 0.4 | 500 | 1979-10-01 | 2042-12-01 | 0.16252 | - | IPCA
| LT 500 kV U.SOBRADINHO /SOBRADINHO C-2 BA | 0.3 | 500 | 1979-10-01 | 2042-12-01 | 0.16252 | - | IPCA
| LT 500 kV U.SOBRADINHO /SOBRADINHO C-3 BA | 0.3 | 500 | 1979-10-01 | 2042-12-01 | 0.16252 | - | IPCA
| LT 500 kV US. L.GONZAGA /GARANHUNS II C-2 PE | 238.7 | 500 | 1977-02-01 | 2042-12-01 | 26.8405 | 26.1654 | IPCA
| LT 500 kV US. L.GONZAGA /JUAZEIRO III C-1 PE/BA | 253.1 | 500 | 0 | 1999-12-31 | 27.9821 | 27.9821 | IPCA
| LT 500 kV US. L.GONZAGA /MILAGRES C-1 PE/CE | 230.8 | 500 | 2002-02-01 | 2042-12-01 | 48.0902 | 48.0902 | IPCA
| LT 500 kV US. L.GONZAGA /U.SOBRADINHO C-2 PE/BA | 316 | 500 | 1988-06-01 | 2042-12-01 | 65.8428 | 65.8428 | IPCA
| LT 500 kV USINA XINGO /JARDIM C-1 AL/SE | 159.8 | 500 | 2000-05-01 | 2042-12-01 | 33.2964 | 33.2964 | IPCA
| LT 500 kV USINA XINGO /MESSIAS C-1 AL | 219 | 500 | 1993-02-01 | 2042-12-01 | 45.6315 | 45.6315 | IPCA
| LT 500 kV USINA XINGO /XINGO C-1 AL | 0.9 | 500 | 1995-10-01 | 2042-12-01 | 0.20811 | - | IPCA
| LT 500 kV USINA XINGO /XINGO C-2 AL | 0.9 | 500 | 1995-10-01 | 2042-12-01 | 0.20811 | - | IPCA
| LT 500 kV USINA XINGO /XINGO C-3 AL | 0.9 | 500 | 1995-10-01 | 2042-12-01 | 0.20811 | - | IPCA
| LT 500 kV USINA XINGO /XINGO C-4 AL | 0.9 | 500 | 1995-10-01 | 2042-12-01 | 0.20811 | - | IPCA
| LT 500 kV USINA XINGO /XINGO C-5 AL | 0.8 | 500 | 1994-03-01 | 2042-12-01 | 0.18499 | - | IPCA
| LT 500 kV USINA XINGO /XINGO C-6 AL | 0.8 | 500 | 1994-11-01 | 2042-12-01 | 0.18499 | - | IPCA
| LT 69 kV ABAIXADORA /MOXOTO C-1 BA | 5.3 | 69 | 1970-10-01 | 2042-12-01 | 0.05619 | - | IPCA
| LT 69 kV ABAIXADORA /MULUNGU C-1 BA | 6.5 | 69 | 1975-05-01 | 2042-12-01 | 0.068912 | - | IPCA
| LT 69 kV ABAIXADORA /ZEBU C-1 BA/AL | 5.4 | 69 | 1972-10-01 | 2042-12-01 | 0.05725 | - | IPCA
| LT 69 kV CAMACARI II /CAMACARI II C-1 BA | 1.4 | 69 | 1960-06-01 | 2042-12-01 | 0.015985 | - | IPCA
| LT 69 kV CATU /COTEGIPE C-1 BA | 48.7 | 69 | 1960-06-01 | 2042-12-01 | 0.4213 | - | IPCA
| LT 69 kV CATU /COTEGIPE C-2 BA | 48.7 | 69 | 1960-06-01 | 2042-12-01 | 0.4213 | - | IPCA
| LT 69 kV JABOATAO /RECIFE II C-1 RJ/PE | 3.1 | 69 | 1965-01-01 | 2042-12-01 | 0.035605 | - | IPCA
| LT 69 kV MATATU /PITUACU C-1 BA | 7.5 | 69 | 1960-06-01 | 2042-12-01 | 0.18974 | - | IPCA
| LT 69 kV MATATU /PITUACU C-2 BA | 7.4 | 69 | 1960-06-01 | 2042-12-01 | 0.06332 | - | IPCA
| LT 69 kV MOD.REDUZIDO /RL (ABAIXADORA / MOXOTO) C-1 BA | 0.5 | 69 | 1973-04-01 | 2042-12-01 | 0.0057427 | - | IPCA
| LT 69 kV PEDRA /JEQUIE C-1 BA | 20.5 | 69 | 1978-11-01 | 2042-12-01 | 0.61419 | - | IPCA
| LT 69 kV PITUACU /COTEGIPE C-1 BA | 22.1 | 69 | 1960-06-01 | 2042-12-01 | 0.17335 | - | IPCA
| LT 69 kV PITUACU /COTEGIPE C-2 BA | 21.9 | 69 | 1960-06-01 | 2042-12-01 | 0.17178 | - | IPCA
| LT 69 kV ZEBU /ITAPARICA C-1 BA/PE | 27 | 69 | 1977-07-01 | 2042-12-01 | 0.80893 | - | IPCA
| LT 69 kV ZEBU /MOXOTO C-1 BA | 7.2 | 69 | 1983-04-01 | 2042-12-01 | 0.43562 | - | IPCA
| LT 230 kV ANGELIM /RIBEIRAO C-2 PE | 0.4 | 230 | - | - | 0.021693 | - | IPCA
| LT 230 kV RIBEIRAO /RECIFE II C-2 PE | 0,4 | 230 | - | - | 0.021693 | - | IPCA
| Casa Nova II-Sobradinho, C1 (1) | 67.1 | 230 | - | - | (*) | - | -
| Camaçari II-C.Metais, C1 (1) | 3.2 | 230 | - | - | (*) | - | -
| Camaçari II-CQR, C1 (1) | 7.2 | 230 | - | - | (*) | - | -
| Jardim-Cia. Vale do Rio Doce, C1 (1) | 0.8 | 230 | - | - | (*) | - | -
| Libra-Libra, C1 (1) | 1.5 | 230 | - | - | (*) | - | -
| Sobral II-CCCP, C1 (1) | 2.9 | 230 | - | - | (*) | - | -
| Campo Formoso-Ourolândia, C1 (1) | 2.5 | 230 | - | - | (*) | - | -
| Floresta II-Bom Nome, C1 (1) | 38.8 | 138 | - | - | (*) | - | -
| Ourolândia-Irecê, C1 (1) | 0.2 | 230 | - | - | (*) | - | -
| Pirapama II-Recife II, C1 (1) | - | 230 | - | - | (*) | - | -
| Senhor do Bonfim-Campo Formoso, C1 (1) | 21.3 | 69 | - | - | (*) | - | -
Furnas | LT 138 kV ADRIANOPOLIS /CEPEL C-1 RJ | 1.5 | 138 | 1981-04-27 | 2042-12-31 | 0.054832 | - | IPCA
| LT 138 kV ADRIANOPOLIS /CEPEL C-2 RJ | 1.5 | 138 | 1981-04-05 | 2042-12-31 | 0.054832 | - | IPCA
| LT 138 kV ADRIANOPOLIS /MAGE C-1 RJ | 48 | 138 | 1973-04-24 | 2042-12-31 | 0.29128 | - | IPCA
| LT 138 kV ADRIANOPOLIS /MAGE C-2 RJ | 48 | 138 | 1973-01-06 | 2042-12-31 | 0.29128 | - | IPCA
| LT 138 kV ALCANTARA /ADRIANOPOLIS C-1 RJ | 19.5 | 138 | 1976-07-18 | 2042-12-31 | 0.60315 | - | IPCA
| LT 138 kV ALCANTARA /ADRIANOPOLIS C-2 RJ | 20 | 138 | 1998-12-17 | 2042-12-31 | 1.2581 | - | IPCA
| LT 138 kV ALCANTARA /ADRIANOPOLIS C-3 RJ | 20 | 138 | 1998-12-29 | 2042-12-31 | 1.8571 | - | IPCA
| LT 138 kV ANGRA AMPLA /MURIQUI C-1 RJ | 36 | 138 | 1989-12-06 | 2042-12-31 | 0.28402 | - | IPCA
| LT 138 kV ANGRA FUR /ANGRA AMPLA C-1 RJ | 34 | 138 | 1989-12-06 | 2042-12-31 | 0.335 | - | IPCA
| LT 138 kV ANGRA FUR /JACUACANGA C-1 RJ | 34 | 138 | 1981-08-30 | 2042-12-31 | 1.5523 | - | IPCA
| LT 138 kV ANGRA FUR /SANTA CRUZ C-1 RJ | 96 | 138 | 1977-10-04 | 2042-12-31 | 4.383 | - | IPCA
| LT 138 kV C. PAULISTA /VOLTA REDONDA C-1 SP/RJ | 105 | 138 | 1986-11-06 | 2042-12-31 | 9.7497 | - | IPCA
| LT 138 kV C. PAULISTA /VOLTA REDONDA C-2 SP/RJ | 105 | 138 | 1987-06-11 | 2042-12-31 | 7.5957 | - | IPCA
| LT 138 kV CAMPOS /C.ITAPEMIRIM C-1 RJ/ES | 106 | 138 | 1973-02-15 | 2042-12-31 | 0.64325 | - | IPCA
| LT 138 kV CAMPOS /C.ITAPEMIRIM C-2 RJ/ES | 106 | 138 | 1973-02-13 | 2042-12-31 | 0.64325 | - | IPCA
| LT 138 kV CAMPOS /IRIRI C-1 RJ | 97 | 138 | 2009-10-05 | 2042-12-31 | 0.95575 | - | IPCA
| LT 138 kV CAMPOS /ROCHA LEAO C-1 RJ | 110 | 138 | 1973-02-10 | 2042-12-31 | 1.0838 | - | IPCA
| LT 138 kV ALCANTARA/IMBARIE /ADRIANOPOLIS C-1 RJ | 19.5 | 138 | 1975-05-03 | 2042-12-31 | 0.17736 | - | IPCA
| LT 138 kV IMBARIE /SAO JOSE C-1 RJ | 18 | 138 | 1998-12-19 | 2042-12-31 | 1.4323 | - | IPCA
| LT 138 kV IMBARIE /SAO JOSE C-2 RJ | 18 | 138 | 1998-12-20 | 2042-12-31 | 1.4323 | - | IPCA
| LT 138 kV IRIRI /ROCHA LEAO C-2 RJ | 13 | 138 | 2009-10-05 | 2042-12-31 | 0.12809 | - | IPCA
| LT 138 kV JACAREPAGUA /ARI FRANCO C-1 RJ | Disconnected | 138 | - | - | 0.098531 | - | IPCA
| LT 138 kV JACAREPAGUA /COSMOS C-1 RJ | Disconnected | 138 | - | - | 0.23647 | - | IPCA
| LT 138 kV JACAREPAGUA /MATO ALTO C-1 RJ | 16 | 138 | 1973-09-24 | 2042-12-31 | 0.15765 | - | IPCA
| LT 138 kV JACAREPAGUA /PALMARES C-1 RJ | Sectioned | 138 | - | - | 0.27589 | - | IPCA
| LT 138 kV JACAREPAGUA /ZONA INDUSTR. C-1 RJ | Disconnected | 138 | - | - | 0.32515 | - | IPCA
| LT 138 kV JACUACANGA /BRISAMAR C-1 RJ | 44 | 138 | 1977-10-04 | 2042-12-31 | 2.0149 | - | IPCA
| LT 138 kV MURIQUI /BRISAMAR C-1 RJ | 20 | 138 | 1971-04-14 | 2042-12-31 | 0.16888 | - | IPCA
| LT 138 kV PALMARES /MATO ALTO C-1 RJ | 13 | 138 | 1973-09-24 | 2042-12-31 | 0.12809 | - | IPCA
| LT 138 kV PARQUE EMAS /C. MAGALHAES C-1 GO/MT | 80.5 | 138 | 1977-01-01 | 2042-12-31 | 2.9167 | - | IPCA
| LT 138 kV RIO CLARO /PARQUE EMAS C-1 GO | 87.5 | 138 | 1977-01-01 | 2042-12-31 | 3.1411 | - | IPCA
| LT 138 kV RIO VERDE FUR /C. DOURADA C-2 GO | 174 | 138 | 1977-08-17 | 2042-12-31 | 6.2247 | - | IPCA
| LT 138 kV RIO VERDE FUR /RIO CLARO C-1 GO | 87 | 138 | 1977-01-01 | 2042-12-31 | 3.0381 | - | IPCA
| LT 138 kV ROCHA LEAO /MAGE C-1 RJ | 108 | 138 | 1973-01-24 | 2042-12-31 | 0.65538 | - | IPCA
| LT 138 kV ROCHA LEAO /MAGE C-2 RJ | 108 | 138 | 1973-01-06 | 2042-12-31 | 0.65538 | - | IPCA
| LT 138 kV SANTA CRUZ /ZONA INDUSTR. C-1 RJ | 4.4 | 138 | 2016-03-23 | 2042-12-31 | 0.039444 | - | IPCA
| LT 138 kV SANTA CRUZ /ZONA INDUSTR. C-2 RJ | 4.4 | 138 | 2016-03-23 | 2042-12-31 | 0.039444 | - | IPCA
| LT 138 kV SANTA CRUZ /ZONA INDUSTR. C-3 RJ | Disconnected | 138 | - | - | 0.13794 | - | IPCA
| LT 138 kV SANTA CRUZ /ZONA OESTE C-1 RJ | Sectioned | 138 | - | - | 1.9024 | - | IPCA
| LT 138 kV SANTA CRUZ /ZONA OESTE C-2 RJ | Sectioned | 138 | - | - | 1.9024 | - | IPCA
| LT 138 kV JACAREPAGUÁ / PACIÊNCIA | 22.6 | 138 | 2014-07-26 | 2042-12-31 | - | - | -
| LT 138 kV PACIÊNCIA / PALMARES | 5.3 | 138 | 2014-07-26 | 2042-12-31 | - | - | -
| LT 138 kV SANTA CRUZ / JACAREPAGUÁ C-1 | 38.7 | 138 | 2014-07-26 | 2042-12-31 | - | - | -
| LT 138 kV SANTA CRUZ / JACAREPAGUÁ C-2 | 38.7 | 138 | 2014-07-26 | 2042-12-31 | - | - | -
| LT 138 kV ZONA OESTE / ZONA INDUSTR. C-1 | 2.9 | 138 | 2016-03-23 | 0 | - | - | -
| LT 138 kV ZONA OESTE / ZONA INDUSTR. C-2 | 2.9 | 138 | 2016-03-23 | 2042-12-31 | - | - | -
| LT 138 kV SANTA CRUZ /BRISAMAR C-1 RJ | 20 | 138 | 1977-10-30 | 2042-12-31 | 0.91312 | - | IPCA
| LT 138 kV SANTA CRUZ /BRISAMAR C-2 RJ | 13 | 138 | 1971-04-14 | 2042-12-31 | 0.11975 | - | IPCA
| LT 138 kV SANTA CRUZ /PALMARES C-1 RJ | 14 | 138 | 1972-10-17 | 2042-12-31 | 0.10195 | - | IPCA
| LT 138 kV SANTA CRUZ /PALMARES C-2 RJ | 14 | 138 | 1973-09-24 | 2042-12-31 | 0.10195 | - | IPCA
| LT 138 kV SAO JOSE /MAGE C-1 RJ | 46 | 138 | 2001-06-17 | 2042-12-31 | 2.6306 | - | IPCA
| LT 138 kV SAO JOSE /MAGE C-2 RJ | 46 | 138 | 2001-06-17 | 2042-12-31 | 2.6306 | - | IPCA
| LT 138 kV USI CAMPOS /CAMPOS C-1 RJ | 1 | 138 | 1977-07-16 | 2042-12-31 | 0.036555 | - | IPCA
| LT 138 kV USI CAMPOS /CAMPOS C-2 RJ | 1 | 138 | 1987-07-24 | 2042-12-31 | 0.074344 | - | IPCA
| LT 138 kV ZONA OESTE /JACAREPAGUA C-1 RJ | 24.1 | 138 | 2016-03-20 | 2042-12-31 | 0.40144 | - | IPCA
| LT 138 kV ZONA OESTE /JACAREPAGUA C-2 RJ | 24.1 | 138 | 2016-03-20 | 2042-12-31 | 0.40144 | - | IPCA
| LT 230 kV AGUAS LINDAS /BRAS. SUL C-1 GO/DF | 30 | 230 | 1982-03-07 | 2042-12-31 | 3.9352 | 3.9264 | IPCA
| LT 230 kV BARRO ALTO /AGUAS LINDAS C-1 GO | 102 | 230 | 1982-03-07 | 2042-12-31 | 13.3584 | 13.3497 | IPCA
| LT 230 kV BARRO ALTO /NIQUELANDIA C-1 GO | 87 | 230 | 1999-10-13 | 2042-12-31 | 11.3865 | 11.3865 | IPCA
| LT 230 kV BRAS. GERAL /BRAS. SUL C-1 DF | 13 | 230 | 1972-10-28 | 2042-12-31 | 0.17388 | 0.17388 | IPCA
| LT 230 kV BRAS. GERAL /BRAS. SUL C-2 DF | 13 | 230 | 1973-04-09 | 2042-12-31 | 0.17388 | 0.17388 | IPCA
| LT 230 kV BRAS. SUL /PIRINEUS C-1 DF/GO | 107 | 230 | 1973-04-09 | 2042-12-31 | 1.1926 | 1.1926 | IPCA
| LT 230 kV ITUMBIARA /C. DOURADA C-1 MG/GO | 44 | 230 | 1973-10-19 | 2042-12-31 | 0.49043 | 0.49043 | IPCA
| LT 230 kV ITUMBIARA /RIO VERDE FUR C-1 MG/GO | 208 | 230 | 1986-01-12 | 2042-12-31 | 21.8482 | 21.8482 | IPCA
| LT 230 kV ITUMBIARA /RIO VERDE FUR C-2 MG/GO | 202 | 230 | 1992-04-29 | 2042-12-31 | 21.218 | 21.218 | IPCA
| LT 230 kV PIRINEUS /XAVANTES C-1 GO | 40 | 230 | 1973-04-09 | 2042-12-31 | 5.2352 | 5.2352 | IPCA
| LT 230 kV RIO VERDE FUR / BARRA PEIXE C-2 GO/MT | 240 | 230 | 1994-02-28 | 2042-12-31 | 18.3819 | 18.3819 | IPCA
| LT 230 kV RIO VERDE FUR /C. DOURADA C-1 GO | 175 | 230 | 1986-12-21 | 2042-12-31 | 26.9951 | 26.9951 | IPCA
| LT 230 kV RIO VERDE FUR /RONDONOPOLIS GO/MT (2) | 432 | 230 | 1982-11-04 | 2042-12-31 | 25.2095 | 25.2095 | IPCA
| LT 230 kV RIO VERDE FUR / BARRA PEIXE C-1 GO/MT | 240 | 230 | 1987-11-01 | 2042-12-31 | 31.411 | 31.411 | IPCA
| LT 230 kV S.DA MESA /NIQUELANDIA C-1 GO | 105 | 230 | 1999-10-13 | 2042-12-31 | 11.0291 | 11.0291 | IPCA
| LT 345 kV ADRIANOPOLIS /ITUTINGA C-1 RJ/MG | 199 | 345 | 1968-03-10 | 2042-12-31 | 3.7456 | 3.7456 | IPCA
| LT 345 kV ADRIANOPOLIS /ITUTINGA C-2 RJ/MG | 199 | 345 | 1970-08-24 | 2042-12-31 | 3.7456 | 3.7456 | IPCA
| LT 345 kV ADRIANOPOLIS /JACAREPAGUA C-1 RJ | 38 | 345 | 1968-03-10 | 2042-12-31 | 0.71524 | 0.71524 | IPCA
| LT 345 kV ADRIANOPOLIS /JACAREPAGUA C-2 RJ | 38 | 345 | 1970-08-24 | 2042-12-31 | 0.71524 | 0.71524 | IPCA
| LT 345 kV ADRIANOPOLIS /MACAE MERCHAN C-1 RJ | 177 | 345 | 2002-09-16 | 2042-12-31 | 3.4426 | 3.3315 | IPCA
| LT 345 kV ADRIANOPOLIS /VENDA PEDRAS C-1 RJ | 107 | 345 | 2001-11-18 | 2042-12-31 | 9.7811 | 9.3322 | IPCA
| LT 345 kV ATIBAIA 2 /MOGI CRUZES C-1 SP | 64.5 | 345 | 1971-02-15 | 2042-12-31 | 2.041 | 1.9199 | IPCA
| LT 345 kV ATIBAIA 2 /POCOS CALDAS C-1 SP/MG | 142.5 | 345 | 1971-02-15 | 2042-12-31 | 1.9554 | 1.9199 | IPCA
| LT 345 kV BANDEIRANTES /SAMAMBAIA C-1 GO/DF | 157 | 345 | 1999-02-01 | 2042-12-31 | 27.8483 | 27.8483 | IPCA
| LT 345 kV BANDEIRANTES /SAMAMBAIA C-2 GO/DF | 155 | 345 | 1999-02-08 | 2042-12-31 | 27.4936 | 27.4936 | IPCA
| LT 345 kV BARREIRO 1 /PIMENTA C-1 MG | 198 | 345 | 1967-03-15 | 2042-12-31 | 3.7268 | 3.7268 | IPCA
| LT 345 kV BRAS. SUL /SAMAMBAIA C-1 DF | 13.5 | 345 | 1999-02-01 | 2042-12-31 | 2.6607 | 2.6607 | IPCA
| LT 345 kV BRAS. SUL /SAMAMBAIA C-2 DF | 14 | 345 | 1999-02-01 | 2042-12-31 | 3.1928 | 3.1928 | IPCA
| LT 345 kV CAMPINAS /GUARULHOS C-1 SP | 88 | 345 | 1999-02-08 | 2042-12-31 | 1.6564 | 1.6564 | IPCA
| LT 345 kV CAMPINAS /POCOS CALDAS C-1 SP/MG | 126 | 345 | 1972-10-03 | 2042-12-31 | 2.3716 | 2.3716 | IPCA
| LT 345 kV CAMPOS /MACAE MERCHAN C-1 RJ | 89 | 345 | 2001-11-18 | 2042-12-31 | 7.7623 | 7.7623 | IPCA
| LT 345 kV CAMPOS /MACAE MERCHAN C-2 RJ | 89 | 345 | 2002-09-16 | 2042-12-31 | 15.7866 | 15.7866 | IPCA
| LT 345 kV CAMPOS /VIANA C-1 RJ/ES | Sectioned | 345 | 2005-12-19 | 2042-12-31 | 17.3561 | 17.3561 | IPCA
| LT 345 kV CAMPOS /RIO NOVO DO SUL C-2 RJ/ES | 122 | 345 | - | - | - | - | -
| LT 345 kV VIANA/ RIO NOVO DO SUL RJ/ES | 80.3 | 345 | - | - | - | - | -
| LT 345 kV CAMPOS /VITORIA C-1 RJ/ES | Sectioned | 345 | 1978-09-08 | 2042-12-31 | 19.5365 | 19.5365 | IPCA
| LT 345 kV CAMPOS /RIO NOVO DO SUL C-1 RJ/ES | 122.2 | 345 | - | - | - | - | -
| LT 345 kV VITORIA /RIO NOVO DO SUL RJ/ES | 105.8 | 345 | - | - | - | - | -
| LT 345 kV CORUMBA /BRAS. SUL C-1 GO/DF | 254 | 345 | 1997-03-02 | 2042-12-31 | 45.054 | 45.054 | IPCA
| LT 345 kV CORUMBA /ITUMBIARA C-1 GO/MG | 79 | 345 | 1997-03-02 | 2042-12-31 | 14.0129 | 14.0129 | IPCA
| LT 345 kV ESTREITO /FURNAS C-1 MG | 112 | 345 | 1970-02-28 | 2042-12-31 | 2.2166 | 2.1081 | IPCA
| LT 345 kV ESTREITO /L.C.BARRETO C-1 MG/SP | 24 | 345 | 1969-03-15 | 2042-12-31 | 0.54117 | 0.49691 | IPCA
| LT 345 kV ESTREITO /L.C.BARRETO C-2 MG/SP | 24 | 345 | 1970-02-28 | 2042-12-31 | 4.7654 | 4.6828 | IPCA
| LT 345 kV ESTREITO /M. MORAES C-1 MG | 13 | 345 | 1969-03-15 | 2042-12-31 | 0.34349 | 0.29363 | IPCA
| LT 345 kV FURNAS /ITUTINGA C-1 MG | 198 | 345 | 1968-03-10 | 2042-12-31 | 3.7268 | 3.7268 | IPCA
| LT 345 kV FURNAS /ITUTINGA C-2 MG | 199 | 345 | 1969-12-15 | 2042-12-31 | 3.7456 | 3.7456 | IPCA
| LT 345 kV FURNAS /M. MORAES C-1 MG | 104 | 345 | 1968-05-15 | 2042-12-31 | 1.9778 | 1.9575 | IPCA
| LT 345 kV FURNAS /PIMENTA C-1 MG | 66 | 345 | 1967-03-15 | 2042-12-31 | 1.2423 | 1.2423 | IPCA
| LT 345 kV FURNAS /POCOS CALDAS C-1 MG | 131 | 345 | 1963-09-03 | 2042-12-31 | 2.4657 | 2.4657 | IPCA
| LT 345 kV FURNAS /POCOS CALDAS C-2 MG | 131 | 345 | 1965-04-13 | 2042-12-31 | 2.4657 | 2.4657 | IPCA
| LT 345 kV GUARULHOS /IBIUNA C-1 SP | 75 | 345 | 1990-06-28 | 2042-12-31 | 11.2728 | 11.2728 | IPCA
| LT 345 kV GUARULHOS /IBIUNA C-2 SP | 75 | 345 | 1990-07-04 | 2042-12-31 | 11.2728 | 11.2728 | IPCA
| LT 345 kV GUARULHOS /NORDESTE C-1 SP | 35 | 345 | 1964-03-15 | 2042-12-31 | 0.62113 | 0.62113 | IPCA
| LT 345 kV GUARULHOS /POCOS CALDAS C-1 SP/MG | 182 | 345 | 1963-09-03 | 2042-12-31 | 3.4256 | 3.4256 | IPCA
| LT 345 kV GUARULHOS /POCOS CALDAS C-2 SP/MG | 184 | 345 | 1966-11-11 | 2042-12-31 | 3.4633 | 3.4633 | IPCA
| LT 345 kV IBIUNA /TIJUCO PRETO C-1 SP | 97 | 345 | 1983-11-18 | 2042-12-31 | 14.5795 | 14.5795 | IPCA
| LT 345 kV IBIUNA /TIJUCO PRETO C-2 SP | 97 | 345 | 1984-07-13 | 2042-12-31 | 14.6981 | 14.5795 | IPCA
| LT 345 kV ITUMBIARA /BANDEIRANTES C-1 MG/GO | 180 | 345 | 1973-07-16 | 2042-12-31 | 3.388 | 3.388 | IPCA
| LT 345 kV ITUMBIARA /BANDEIRANTES C-2 MG/GO | 180 | 345 | 1977-07-28 | 2042-12-31 | 15.699 | 15.699 | IPCA
| LT 345 kV ITUMBIARA /P. COLOMBIA C-1 MG | 201 | 345 | 1973-06-16 | 2042-12-31 | 3.7833 | 3.7833 | IPCA
| LT 345 kV L.C.BARRETO /POCOS CALDAS C-1 SP/MG | 198 | 345 | 1969-11-02 | 2042-12-31 | 3.7268 | 3.7268 | IPCA
| LT 345 kV L.C.BARRETO /POCOS CALDAS C-2 SP/MG | 197 | 345 | 1970-09-13 | 2042-12-31 | 3.708 | 3.708 | IPCA
| LT 345 kV L.C.BARRETO /VOLTA GRANDE C-1 SP/MG | 112 | 345 | 1973-06-16 | 2042-12-31 | 0.847 | 0.847 | IPCA
| LT 345 kV MACAE MERCHAN /VENDA PEDRAS C-1 RJ | 122 | 345 | 2001-11-18 | 2042-12-31 | 11.0894 | 10.6404 | IPCA
| LT 345 kV MARIMBONDO /P. COLOMBIA C-1 MG | 77 | 345 | 1975-10-25 | 2042-12-31 | 1.4493 | 1.4493 | IPCA
| LT 345 kV MOGI CRUZES /NORDESTE C-1 SP | 25 | 345 | 1964-03-15 | 2042-12-31 | 0.41409 | 0.41409 | IPCA
| LT 345 kV P. COLOMBIA /VOLTA GRANDE C-1 MG | 45 | 345 | 1973-06-16 | 2042-12-31 | 0.847 | 0.847 | IPCA
| LT 345 kV PADRE FIALHO /OURO PRETO 2 C-1 MG | Sectioned | 345 | - | - | 2.9963 | 2.9963 | IPCA
| LT 345 kV BARRO BRANCO / OURO PRETO | 59 | 345 | 2005-03-25 | 2042-12-31 | - | - | -
| LT 345 kV BARRO BRANCO / PADRE FIALHO | 104.5 | 345 | 2005-03-25 | 2042-12-31 | - | - | -
| LT 345 kV VIANA /VITORIA C-1 ES | 26 | 345 | 2005-12-19 | 2042-12-31 | 2.4944 | 2.4944 | IPCA
| LT 345 kV VITORIA /PADRE FIALHO C-1 ES/MG | 220.5 | 345 | 2005-03-25 | 2042-12-31 | 4.2126 | 4.2126 | IPCA
| LT 500 kV ADRIANOPOLIS /C. PAULISTA C-1 RJ/SP | 171 | 500 | 1974-02-13 | 2042-12-31 | 4.6524 | 4.6524 | IPCA
| LT 500 kV ADRIANOPOLIS /C. PAULISTA C-3 RJ/SP | Sectioned | 500 | - | - | 4.8293 | 4.8293 | IPCA
| LT 500 kV ADRIANÓPOLIS / BAIXADA FLUMINENSE | 19 | 500 | 2004-05-20 | 2042-12-31 | - | - | -
| LT 500 kV BAIXADA FLUMINENSE / CACHOEIRA PAULISTA | 160.5 | 500 | 2004-05-20 | 2042-12-31 | - | - | -
| LT 500 kV ADRIANOPOLIS /GRAJAU C-1 RJ | 55 | 500 | 1977-12-15 | 2042-12-31 | 8.3709 | 8.3709 | IPCA
| LT 500 kV ADRIANOPOLIS /RESENDE C-1 RJ | Sectioned | 500 | 1979-12-12 | 2042-12-31 | 29.4857 | 29.4857 | IPCA
| LT 500 kV RESENDE /TERMINAL RIO RJ | 88.1 | 500 | - | - | - | - | -
| LT 500 kV ADRIANOPOLIS /TERMINAL RIO 2 RJ | 32.3 | 500 | - | - | - | - | -
| LT 500 kV ADRIANOPOLIS /SAO JOSE C-1 RJ | 33 | 500 | 1991-08-18 | 2042-12-31 | 10.2146 | 10.2146 | IPCA
| LT 500 kV ANGRA FUR /C. PAULISTA C-1 RJ/SP | 103 | 500 | 1977-06-04 | 2042-12-31 | 12.9852 | 12.9852 | IPCA
| LT 500 kV ANGRA FUR /SAO JOSE C-1 RJ | Sectioned | 500 | - | - | - | - | -
| LT 500 kV ANGRA FUR /NOVA IGUACU C-1 RJ | 109 | 500 | 1998-12-21 | 2042-12-31 | 28.2037 | 28.2037 | -
| LT 500 kV NOVA IGUACU /SAO JOSE C-1 RJ | 26.4 | 500 | 1998-12-21 | 2042-12-31 | 5.8971 | 5.8971 | IPCA
| LT 500 kV ANGRA FUR /ZONA OESTE C-1 RJ | 97.5 | 500 | 1998-12-21 | 2042-12-31 | 22.3065 | 22.3065 | IPCA
| LT 500 kV ARARAQUARA FURNAS /CAMPINAS C-1 SP | 171 | 500 | 1976-07-16 | 2042-12-31 | 21.6724 | 21.558 | IPCA
| LT 500 kV ARARAQUARA FURNAS /POCOS CALDAS C-1 SP/MG | 176 | 500 | 1976-04-16 | 2042-12-31 | 22.1883 | 22.1883 | IPCA
| LT 500 kV C. PAULISTA /CAMPINAS C-1 SP | 223 | 500 | 1977-09-21 | 2042-12-31 | 28.1136 | 28.1136 | IPCA
| LT 500 kV C. PAULISTA /ITAJUBA 3 C-1 SP/MG | 53 | 500 | 1974-02-13 | 2042-12-31 | 6.6817 | 6.6817 | IPCA
| LT 500 kV C. PAULISTA /RESENDE C-1 SP/RJ | 56 | 500 | 1979-12-12 | 2042-12-31 | 7.0599 | 7.0599 | IPCA
| LT 500 kV C. PAULISTA /TAUBATE C-1 SP | 83 | 500 | 1983-06-24 | 2042-12-31 | 21.281 | 21.281 | IPCA
| LT 500 kV C. PAULISTA /TIJUCO PRETO C-1 SP | 181 | 500 | 1988-11-17 | 2042-12-31 | 46.4079 | 46.4079 | IPCA
| LT 500 kV GURUPI /MIRACEMA C-1 TO | 255 | 500 | 1999-03-02 | 2042-12-31 | 65.6376 | 65.6376 | IPCA
| LT 500 kV IBIUNA /ITATIBA C-1 SP | 86.5 | 500 | 1989-07-14 | 2042-12-31 | 22.0641 | 22.0501 | IPCA
| LT 500 kV ITATIBA /CAMPINAS C-1 SP | 26.5 | 500 | 1989-07-14 | 2042-12-31 | 6.6803 | 6.6663 | IPCA
| LT 500 kV ITUMBIARA /SAO SIMAO-SE C-1 MG | 166 | 500 | 1979-01-13 | 2042-12-31 | 20.9276 | 20.9276 | IPCA
| LT 500 kV MARIMBONDO /ARARAQUARA FURNAS C-1 MG/SP | Sectioned | 500 | - | - | - | - | -
| LT 500 kV MARIMBONDO /MARIMBONDO II C-1 MG | 6.1 | 500 | 1976-04-16 | 2042-12-31 | 0.34948 | 0.34948 | IPCA
| LT 500 kV MARIMBONDO II /ARARAQUARA FURNAS C-1 MG/SP | 199.3 | 500 | 1976-08-14 | 2042-12-31 | 24.1081 | 24.1081 | IPCA
| LT 500 kV MARIMBONDO /ARARAQUARA FURNAS C-2 MG/SP | Sectioned | 500 | - | - | - | - | -
| LT 500 kV MARIMBONDO /MARIMBONDO II C-2 MG | 6.2 | 500 | 1976-08-14 | 2042-12-31 | 0.28037 | 0.28037 | IPCA
| LT 500 kV MARIMBONDO II /ARARAQUARA FURNAS C-2 MG/SP | 198.4 | 500 | 1976-08-14 | 2042-01-01 | 24.3033 | 24.3033 | IPCA
| LT 500 kV MARIMBONDO /AGUA VERMELHA C-1 MG/SP | 172 | 500 | 1979-08-05 | 2042-12-31 | 21.6841 | 21.6841 | IPCA
| LT 500 kV POCOS CALDAS /ITAJUBA 3 C-1 MG | 139 | 500 | 1974-02-13 | 2042-12-31 | 17.5237 | 17.5237 | IPCA
| LT 500 kV S.DA MESA /GURUPI C-1 GO/TO | 256 | 500 | 1999-03-02 | 2042-12-31 | 65.6376 | 65.6376 | IPCA
| LT 500 kV S.DA MESA /SAMAMBAIA C-1 GO/DF | 249 | 500 | 1998-03-09 | 2042-12-31 | 63.8429 | 63.8429 | IPCA
| LT 500 kV S.DA MESA /SAMAMBAIA C-2 GO/DF | 248.5 | 500 | 1999-01-23 | 2042-12-31 | 63.7147 | 63.7147 | IPCA
| LT 500 kV TIJUCO PRETO /TAUBATE C-1 SP | 108.5 | 500 | 1984-03-29 | 2042-12-31 | 4.0064 | 3.9998 | IPCA
| LT 500 kV ZONA OESTE /GRAJAU C-1 RJ | Sectioned | 500 | - | - | - | - | -
| LT 500 kV NOVA IGUACU /GRAJAU C-1 RJ | 48.5 | 500 | 1998-12-21 | 2042-12-31 | 10.0111 | 10.0111 | IPCA
| LT 500 kV ZONA OESTE /NOVA IGUACU C-1 RJ | 32 | 500 | 1998-12-21 | 2042-12-31 | 7.4239 | 7.4239 | IPCA
| LT 600 kV F.IGUACU 50HZ /IBIUNA C-1 PR/SP (3) | 792 | 600 | 1985-03-01 | 2042-12-31 | 17.4072 | - | IPCA
| LT 25 kV ELETRODO DE TERRA / FOZ DO IGUACU C-1 | 16 | 25 | 1985-04-01 | 2042-12-31 | - | - | -
| LT 25 kV ELETRODO DE TERRA-IBIUNA C-1 | 67 | 25 | 1985-04-01 | 2042-12-31 | - | - | -
| LT 600 kV F.IGUACU 50HZ /IBIUNA C-2 PR/SP (3) | 792 | 600 | 1985-03-01 | 2042-12-31 | 17.4072 | - | IPCA
| LT 25 kV ELETRODO DE TERRA / FOZ DO IGUACU C-2 | 15 | 25 | 1987-08-15 | 2042-12-31 | - | - | -
| LT 25 kV ELETRODO DE TERRA-IBIUNA C-2 | 67 | 25 | 1987-08-15 | 2042-12-31 | - | - | -
| LT 600 kV F.IGUACU 50HZ /IBIUNA C-3 PR/SP (3) | 820 | 600 | 1987-08-15 | 2042-12-31 | 18.0227 | - | IPCA
| LT 600 kV F.IGUACU 50HZ /IBIUNA C-4 PR/SP (3) | 820 | 600 | 1987-08-15 | 2042-12-31 | 18.0227 | - | IPCA
| LT 750 kV F.IGUACU 60HZ /IVAIPORA C-1 PR (3) | 322 | 765 | 1989-08-07 | 2042-12-31 | 122.5025 | - | IPCA
| LT 750 kV F.IGUACU 60HZ /IVAIPORA C-2 PR (3) | 323 | 765 | 1986-12-23 | 2042-12-31 | 122.8829 | - | IPCA
| LT 750 kV F.IGUACU 60HZ /IVAIPORA C-3 PR (3) | 331 | 765 | 1989-03-21 | 2042-12-31 | 125.9265 | - | IPCA
| LT 750 kV ITABERA /IVAIPORA C-1 SP/PR | 265 | 765 | 1989-08-01 | 2042-12-31 | 100.8173 | 100.8173 | IPCA
| LT 750 kV ITABERA /IVAIPORA C-2 SP/PR | 264 | 765 | 1982-10-14 | 2042-12-31 | 100.4368 | 100.4368 | IPCA
| LT 750 kV ITABERA /IVAIPORA C-3 SP/PR | 272 | 765 | 2000-05-19 | 2042-12-31 | 10.9807 | 10.9807 | IPCA
| LT 750 kV ITABERA /TIJUCO PRETO C-1 SP | 305 | 765 | 1989-07-31 | 2042-12-31 | 116.035 | 116.035 | IPCA
| LT 750 kV ITABERA /TIJUCO PRETO C-2 SP | 304 | 765 | 1982-10-14 | 2042-12-31 | 115.6545 | 115.6545 | IPCA
| LT 750 kV ITABERA /TIJUCO PRETO C-3 SP | 312 | 765 | 2001-05-01 | 2042-12-31 | 12.5955 | 12.5955 | IPCA
Eletrosul | LT 69 kVSalto Osório / Salto Santiago | 56.2 | 69 | 1978-10-01 | 1942-12-31 | - | - | -
| LT 138 kV ANASTACIO /AQUIDAUANA C-1 MS | 11.1 | 138 | 2006-11-01 | 1942-12-31 | 0.36413 | - | IPCA
| LT 138 kV ANASTACIO /AQUIDAUANA C-2 MS | 11.1 | 138 | 2006-11-01 | 1942-12-31 | 0.17527 | - | IPCA
| LT 138 kV ARAQUARI (HYOSUNG) /JOINVILLE SANTA CATARINA C-1 SC | 19.3 | 138 | 2012-05-01 | 1942-12-31 | 0.58871 | - | IPCA
| LT 138 kV BIGUACU /FLORIANOPOLIS C-1 SC | 19.5 | 138 | 2002-02-01 | 1942-12-31 | 0.41661 | - | IPCA
| LT 138 kV BIGUACU /FLORIANOPOLIS C-2 SC | 19.5 | 138 | 1990-10-01 | 1942-12-31 | 0.51871 | - | IPCA
| LT 138 kV BIGUACU /ITAJAIFAZENDA C-1 SC | 58.4 | 138 | 1990-10-01 | 1942-12-31 | 2.272 | - | IPCA
| LT 138 kV BIGUACU /TIJUCAS C-1 SC | 27.28 | 138 | 2002-02-01 | 1942-12-31 | 0.598 | - | IPCA
| LT 138 kV BLUMENAU /GASPAR | 29 | 138 | 1989-09-01 | 1942-12-31 | - | - | -
| LT 138 kV BLUMENAU /ILHOTA C-1 SC | 40.2 | 138 | 1988-10-01 | 1942-12-31 | 1.7844 | - | IPCA
| LT 138 kV CAMBORIU M.B. /ITAJAI C-1 SC | 13.31 | 138 | 2002-02-01 | 1942-12-31 | 0.59079 | - | IPCA
| LT 138 kV CAMPO GRANDE /U.MIMOSO C-2 MS | 108.3 | 138 | 1983-10-01 | 1942-12-31 | 4.8071 | - | IPCA
| LT 138 kV CAMPO GRANDE /U.MIMOSO C-3 MS | 108.3 | 138 | 1983-09-01 | 1942-12-31 | 2.9606 | - | IPCA
| LT 138 kV CAMPO GRANDE /U.MIMOSO C-4 MS | 108.3 | 138 | 1983-09-01 | 1942-12-31 | 2.9606 | - | IPCA
| LT 138 kV D.DAS NACOES /IVINHEMA 2 C-1 MS | 94.7 | 138 | 1983-12-01 | 1942-12-31 | 3.2748 | - | IPCA
| LT 138 kV ELDORADO /GUAIRA C-1 MS/PR | 16.9 | 138 | 1982-10-01 | 1942-12-01 | 0.75014 | - | IPCA
| LT 138 kV FLORIANOPOLIS /PALHOCA ESU C-1 SC | 9.6 | 138 | 1983-11-01 | 1942-12-31 | 0.31493 | - | IPCA
| LT 138 kV FLORIANOPOLIS /PALHOCA ESU C-2 SC | 9.6 | 138 | 1983-11-01 | 1942-12-31 | 0.31493 | - | IPCA
| LT 138 kV GASPAR /ILHOTA C-1 SC | 11.2 | 138 | 1988-10-01 | 1942-12-31 | 0.49714 | - | IPCA
| LT 138 kV ILHOTA /ARAQUARI (HYOSUNG) C-1 SC | 47.65 | 138 | 2011-09-01 | 1942-12-31 | 0.79162 | - | IPCA
| LT 138 kV ILHOTA /ITAJAI C-1 SC | 7.89 | 138 | 2002-03-01 | 1942-12-31 | 0.2764 | - | IPCA
| LT 138 kV ILHOTA /ITAJAI C-2 SC | 7.89 | 138 | 2002-03-01 | 1942-12-31 | - | - | -
| LT 138 kV ILHOTA /PICARRAS C-1 SC | 14.8 | 138 | 1994-04-01 | 1942-12-31 | 0.65693 | - | IPCA
| LT 138 kV IMBITUBA /J.LACERDA-A C-1 SC | 45.7 | 138 | 1980-10-01 | 1942-12-31 | 1.6009 | - | IPCA
| LT 138 kV IMBITUBA /PAL.PINHEIRA C-1 SC | 61.84 | 138 | 1982-03-01 | 1942-12-31 | 2.3947 | - | IPCA
| LT 138 kV ITAJAI /ITAJAIFAZENDA C-1 SC | 5.35 | 138 | 2002-03-01 | 1942-12-31 | 0.1143 | - | IPCA
| LT 138 kV IVINHEMA /IVINHEMA 2 C-1 MS | 33.5 | 138 | 1982-03-01 | 1942-12-31 | 1.0061 | - | IPCA
| LT 138 kV IVINHEMA 2 /NOVA ANDRADINA C-1 MS | 40.36 | 138 | 1982-03-01 | 1942-12-31 | 0.87197 | - | IPCA
| LT 138 kV JOINVILLE SANTA CATARINA /JOINVILLE GM C-1 SC | 3 | 138 | 2015-10-01 | 2042-12-31 | 1.0682 | - | IPCA
| LT 138 kV J.S.CATARINA /PICARRAS C-1 SC | 50 | 138 | 1999-10-01 | 1942-12-31 | 0.49092 | - | IPCA
| LT 138 kV JOINVILLE /J.S.CATARINA C-1 SC | 11.06 | 138 | 1999-10-01 | 1942-12-31 | 0.27877 | - | IPCA
| LT 138 kV JOINVILLE GM /JOINVILLE C-1 SC | 8.73 | 138 | 2012-05-01 | 1942-12-31 | 0.30226 | - | IPCA
| LT 138 kV JUPIA /U.MIMOSO C-2 SP/MS | 218.7 | 138 | 1992-02-01 | 1942-12-31 | 9.7075 | - | IPCA
| LT 138 kV JUPIA /U.MIMOSO C-3 SP/MS | 218.7 | 138 | 1982-01-01 | 1942-12-31 | 5.9787 | - | IPCA
| LT 138 kV JUPIA /U.MIMOSO C-4 SP/MS | 218.7 | 138 | 1982-01-01 | 1942-12-31 | 5.9787 | - | IPCA
| LT 138 kV NOVA ANDRADINA /PORTO PRIMAVERA C-1 MS/SP | 46.14 | 138 | 1982-03-01 | 1942-12-31 | 1.8781 | - | IPCA
| LT 138 kV PAL.PINHEIRA /PALHOCA ESU C-1 SC | 31.16 | 138 | 1982-03-01 | 1942-12-31 | 0.98565 | - | IPCA
| LT 138 kV PALHOCA ESU /J.LACERDA-A C-1 SC | 108.6 | 138 | 1983-10-01 | 1942-12-31 | 4.8204 | - | IPCA
| LT 138 kV TIJUCAS /CAMBORIU M.B. C-1 SC | 23.13 | 138 | 2002-02-01 | 1942-12-31 | 0.49894 | - | IPCA
| LT 230 kV ANASTACIO /DOURADOS C-1 MS | 210.9 | 230 | 1994-08-01 | 1942-12-31 | 10.5897 | 10.5897 | IPCA
| LT 230 kV AREIA /PONTA G NORTE C-1 PR | 181.6 | 230 | 1976-10-01 | 1942-12-31 | 7.1965 | 7.1965 | IPCA
| LT 230 kV AREIA /S. OSORIO C-1 PR | 156.27 | 230 | 1977-01-01 | 1942-12-31 | 6.1927 | 6.1927 | IPCA
| LT 230 kV AREIA /S. OSORIO C-2 PR | 156.16 | 230 | 1976-12-01 | 1942-12-31 | 6.1884 | 6.1884 | IPCA
| LT 230 kV AREIA /S.MATEUS SUL C-1 PR | 129 | 230 | 1990-07-01 | 1942-12-31 | 6.4774 | 6.4774 | IPCA
| LT 230 kV ASSIS /LONDRINA COT C-1 SP/PR | 114.3 | 230 | 1979-03-01 | 1942-12-31 | 5.7392 | 5.7392 | IPCA
| LT 230 kV ATLANTIDA 2 /GRAVATAI 3 C-1 RS | 100.17 | 230 | 2008-04-01 | 1942-12-31 | 2.421 | 2.421 | IPCA
| LT 230 kV ATLANTIDA 2 /OSORIO 2 C-1 RS | 36 | 230 | 2007-05-01 | 1942-12-31 | 1.0841 | 1.0841 | IPCA
| LT 230 kV BIGUACU /DESTERRO C-1 SC | 56.58 | 230 | 2008-12-01 | 1942-12-31 | 1.3675 | 1.3675 | IPCA
| LT 230 kV BIGUACU /GASPAR 2 C-1 SC | 110 | 230 | 2015-03-01 | 1942-12-31 | 4.2014 | 4.1768 | IPCA
| LT 230 kV BIGUACU /J.LACERDA-B C-1 SC | 129.5 | 230 | 1980-10-01 | 1942-12-31 | 5.2309 | 5.1319 | IPCA
| LT 230 kV BIGUACU /PALHOCA ESU C-1 SC | 20.4 | 230 | 1980-10-01 | 1942-12-31 | 0.61432 | 0.61432 | IPCA
| LT 230 kV BLUMENAU /ITAJAI C-1 SC | 37.55 | 230 | 2002-01-01 | 1942-12-31 | 0.71631 | 0.71631 | IPCA
| LT 230 kV BLUMENAU /ITAJAI C-2 SC | 37.55 | 230 | 2002-03-01 | 1942-12-31 | 0.71631 | 0.71631 | IPCA
| LT 230 kV BLUMENAU /JOINV.NORTE C-1 SC | 72.85 | 230 | 1979-04-01 | 1942-12-31 | 2.8869 | 2.8869 | IPCA
| LT 230 kV BLUMENAU /JOINVILLE C-1 SC | 67 | 230 | 1979-09-01 | 1942-12-31 | 2.6551 | 2.6551 | IPCA
| LT 230 kV C.I.AUT.GRA /GRAVATAI 3 C-1 RS | 2.06 | 230 | 2007-11-30 | 1942-12-31 | 0.064723 | 0.064723 | IPCA
| LT 230 kV C.MOURAO /APUCARANA C-1 PR | 114.5 | 230 | 1976-02-01 | 1942-12-31 | 4.5374 | 4.5374 | IPCA
| LT 230 kV C.MOURAO /MARINGA C-1 PR | 79.9 | 230 | 1976-02-01 | 1942-12-31 | 3.1663 | 3.1663 | IPCA
| LT 230 kV C.MOURAO /S. OSORIO C-1 PR | 181.2 | 230 | 1976-02-01 | 1942-12-31 | 7.1807 | 7.1807 | IPCA
| LT 230 kV C.MOURAO /S. OSORIO C-2 PR | 181.3 | 230 | 1976-05-01 | 1942-12-31 | 7.1846 | 7.1846 | IPCA
| LT 230 kV CANOINHAS ESU /S.MATEUS SUL C-1 SC/PR | 47.7 | 230 | 1988-02-01 | 1942-12-31 | 2.3951 | 2.3951 | IPCA
| LT 230 kV CASCAVEL OEST /CASCAVEL C-1 PR | 9.9 | 230 | 2001-04-01 | 1942-12-31 | 0.59652 | 0.59652 | IPCA
| LT 230 kV CASCAVEL OESTE /GUAÍRA C-1 PR | 126.2 | 230 | 2013-03-01 | 1942-12-31 | 6.3993 | 6.3368 | IPCA
| LT 230 kV CAXIAS /CAXIAS SUL 5 C-1 RS | 22.49 | 230 | 2009-06-01 | 1942-12-31 | 0.59791 | 0.59791 | IPCA
| LT 230 kV CURITIBA /JOINV.NORTE C-1 PR/SC | 96.36 | 230 | 1976-11-01 | 1942-12-31 | 3.8186 | 3.8186 | IPCA
| LT 230 kV CURITIBA /JOINVILLE C-1 PR/SC | 99.7 | 230 | 1977-06-01 | 1942-12-31 | 3.9509 | 3.9509 | IPCA
| LT 230 kV CURITIBA /S.MATEUS SUL C-1 PR | 116.7 | 230 | 1990-07-01 | 1942-12-31 | 5.8598 | 5.8598 | IPCA
| LT 230 kV DOURADOS /GUAIRA C-1 MS/PR | 226.5 | 230 | 1991-11-01 | 1942-12-31 | 11.373 | 11.373 | IPCA
| LT 230 kV FARROUPILHA /CAXIAS SUL 5 C-1 RS | 17.9 | 230 | 2005-10-01 | 1942-12-31 | 0.47588 | 0.47588 | IPCA
| LT 230 kV FARROUPILHA /MONTE CLARO C-1 RS | 30.96 | 230 | 2004-09-01 | 1942-12-31 | 0.74826 | 0.74826 | IPCA
| LT 230 kV FARROUPILHA /MONTE CLARO C-2 RS | 31 | 230 | 2004-09-01 | 1942-12-31 | 0.74922 | 0.74922 | IPCA
| LT 230 kV FORQUILHINHA /L.GRANDE C-1 SC/RS | 116.5 | 230 | 2003-09-01 | 1942-12-31 | 0.46796 | 0.33125 | IPCA
| LT 230 kV FORQUILHINHA /SIDEROPOL.ESU C-1 SC | 27.6 | 230 | 2011-10-01 | 1942-12-31 | 0.33125 | 0.33125 | IPCA
| LT 230 kV GASPAR 2 /BLUMENAU C-1 SC | 15 | 230 | 1984-01-01 | 1942-12-31 | 0.46048 | 0.43591 | IPCA
| LT 230 kV GASPAR 2 /BLUMENAU C-2 SC | 18.07 | 230 | 2015-03-01 | 1942-12-31 | 0.88648 | 0.65326 | IPCA
| LT 230 kV GASPAR 2 /PALHOCA ESU C-1 SC | 120.83 | 230 | 1984-01-01 | 1942-12-31 | 6.3034 | 6.0701 | IPCA
| LT 230 kV GRAVATAI 2 CIAG /GRAVATAI 3 C-1 RS | 0 | 230 | 2007-11-01 | 1942-12-31 | 0.067237 | 0.067237 | IPCA
| LT 230 kV J.LACERDA-A /J.LACERDA-B C-1 SC | 0.8 | 230 | 1979-12-01 | 1942-12-31 | 0.03253 | 0.03253 | IPCA
| LT 230 kV J.LACERDA-A /J.LACERDA-B C-2 SC | 0.8 | 230 | 2007-10-01 | 1942-12-31 | 0.019839 | 0.019839 | IPCA
| LT 230 kV J.LACERDA-B /PALHOCA ESU C-1 SC | 120.6 | 230 | 2005-08-01 | 1942-12-31 | 4.7792 | 4.7792 | IPCA
| LT 230 kV J.LACERDA-B /SIDEROPOL.ESU C-1 SC | 49.4 | 230 | 1979-06-01 | 1942-12-31 | 1.9576 | 1.9576 | IPCA
| LT 230 kV J.LACERDA-B /SIDEROPOL.ESU C-2 SC | 47.3 | 230 | 1979-08-01 | 1942-12-31 | 1.8744 | 1.8744 | IPCA
| LT 230 kV J.LACERDA-B /U.JLACERDA-C C-1 SC | 0.5 | 230 | 1997-02-01 | 1942-12-31 | 0.025761 | - | IPCA
| LT 230 kV J.LACERDA-B /U.JLACERDA-C C-2 SC | 0.5 | 230 | 1997-02-01 | 1942-12-31 | 0.025761 | - | IPCA
| LT 230 kV JOINVILLE /JOINV.NORTE C-1 SC | 5.27 | 230 | 1976-11-01 | 1942-12-31 | 0.25061 | 0.25061 | IPCA
| LT 230 kV JOINVILLE /VEGA DO SUL C-1 SC | 44.1 | 230 | 2002-11-01 | 1942-12-31 | 0.84126 | - | IPCA
| LT 230 kV JOINVILLE /VEGA DO SUL C-2 SC | 44.1 | 230 | 2002-11-01 | 1942-12-31 | 0.84126 | - | IPCA
| LT 230 kV L.GRANDE /CAXIAS SUL 5 C-1 RS | 65.6 | 230 | 2005-10-01 | 1942-12-31 | 1.5855 | 1.5855 | IPCA
| LT 230 kV LONDRINA ESU /APUCARANA C-1 PR | 40.4 | 230 | 1988-04-01 | 1942-12-31 | 2.0286 | 2.0286 | IPCA
| LT 230 kV LONDRINA ESU /ASSIS C-1 PR/SP | 156.5 | 230 | 2005-05-01 | 1942-12-31 | 7.9469 | 7.8582 | IPCA
| LT 230 kV LONDRINA ESU /LONDRINA COT C-1 PR | 31.6 | 230 | 1988-04-01 | 1942-12-31 | 1.5867 | 1.5867 | IPCA
| LT 230 kV LONDRINA ESU /MARINGA C-1 PR | 95.3 | 230 | 2005-05-01 | 1942-12-31 | 3.7766 | 3.7766 | IPCA
| LT 230 kV MONTE CLARO /NOVA PRATA 2 C-1 RS | 30.9 | 230 | 2004-09-01 | 1942-12-31 | 0.74681 | 0.74681 | IPCA
| LT 230 kV MONTE CLARO /NOVA PRATA 2 C-2 RS | 32.6 | 230 | 2004-09-01 | 1942-12-31 | 1.0597 | 0.59215 | IPCA
| LT 230 kV PASSO FUNDO /NOVA PRATA 2 C-1 RS | 199.1 | 230 | 1992-11-01 | 1942-12-31 | 9.9972 | 9.9972 | IPCA
| LT 230 kV PASSO FUNDO /NOVA PRATA 2 C-2 RS | 189.9 | 230 | 1992-11-01 | 1942-12-31 | 4.987 | 4.5195 | IPCA
| LT 230 kV PASSO FUNDO /U.PASSO FUNDO C-1 RS | 0.45 | 230 | 1973-03-01 | 1942-12-31 | 0.01116 | - | IPCA
| LT 230 kV PASSO FUNDO /U.PASSO FUNDO C-2 RS | 0.45 | 230 | 1973-05-01 | 1942-12-31 | 0.01116 | - | IPCA
| LT 230 kV PASSO FUNDO /XANXERE ESU C-1 RS/SC | 79.3 | 230 | 1975-05-01 | 1942-12-31 | 1.9166 | 1.9166 | IPCA
| LT 230 kV PASSO FUNDO /XANXERE ESU C-2 RS/SC | 79.2 | 230 | 1979-11-01 | 1942-12-31 | 3.1386 | 3.1386 | IPCA
| LT 230 kV PATO BRANCO /XANXERE ESU C-1 PR/SC | 79.6 | 230 | 1979-12-01 | 1942-12-31 | 3.1544 | 3.1544 | IPCA
| LT 230 kV S. OSORIO /PATO BRANCO C-1 PR | 85.9 | 230 | 1975-11-01 | 1942-12-31 | 3.4041 | 3.4041 | IPCA
| LT 230 kV S. OSORIO /U.S.OSORIO C-1 PR | 2.28 | 230 | 1975-11-01 | 1942-12-31 | 0.0091757 | - | IPCA
| LT 230 kV S. OSORIO /U.S.OSORIO C-2 PR | 0 | 0 | 1975-11-01 | 1942-12-31 | 3.9153 | 3.9153 | IPCA
| LT 230 kV S. OSORIO /U.S.OSORIO C-3 PR | 0 | 0 | 1975-11-01 | 1942-12-31 | 27.0012 | 27.0012 | IPCA
| LT 230 kV S. OSORIO /U.S.OSORIO C-4 PR | 0 | 0 | 1975-11-01 | 1942-12-31 | 1.242 | - | IPCA
| LT 230 kV S. OSORIO /U.S.OSORIO C-5 PR | 0 | 0 | 1975-11-01 | 1942-12-31 | 1.6032 | - | IPCA
| LT 230 kV S. OSORIO /U.S.OSORIO C-6 PR | 0 | 0 | 1975-11-01 | 1942-12-31 | 21.6083 | 21.6083 | IPCA
| LT 230 kV S. OSORIO /XANXERE ESU C-1 PR/SC | 162 | 230 | 1975-10-01 | 1942-12-31 | 22.8111 | 22.8111 | IPCA
| LT 500 kV AREIA /BATEIAS C-1 PR | 220.3 | 500 | 2000-06-01 | 1942-12-31 | 21.2284 | 21.2284 | IPCA
| LT 500 kV AREIA /BENTO MUNHOZ C-1 PR | 10.7 | 500 | 1980-09-01 | 1942-12-31 | 7.0843 | 7.0843 | IPCA
| LT 500 kV AREIA /BENTO MUNHOZ C-2 PR | 10.9 | 500 | 1981-08-01 | 1942-12-31 | 16.6322 | 16.6322 | IPCA
| LT 500 kV AREIA /C.NOVOS C-1 PR/SC | 176.3 | 500 | 1982-09-01 | 1942-12-31 | 24.9176 | 24.9176 | IPCA
| LT 500 kV AREIA /CURITIBA C-1 PR | 235.82 | 500 | 2000-06-01 | 1942-12-31 | 6.1675 | 6.1675 | IPCA
| LT 500 kV AREIA /IVAIPORA C-1 PR | 173.2 | 500 | 1982-05-01 | 1942-12-31 | 15.1026 | 15.1026 | IPCA
| LT 500 kV AREIA /SEGREDO C-1 PR | 57.8 | 500 | 1992-08-01 | 1942-12-31 | 4.106 | 4.106 | IPCA
| LT 500 kV BLUMENAU /CURITIBA C-1 SC/PR | 135.7 | 500 | 1983-12-01 | 1942-12-31 | 9.6949 | 9.6949 | IPCA
| LT 500 kV C.NOVOS /CAXIAS C-1 SC/RS | 203.3 | 500 | 2001-12-01 | 1942-12-31 | 0.12587 | 0.12587 | IPCA
| LT 500 kV C.NOVOS /MACHADINHO C-1 SC | 50.3 | 500 | 2002-01-01 | 1942-12-31 | 0.12109 | 0.12109 | IPCA
| LT 500 kV CAXIAS /ITA C-1 RS/SC | 256 | 500 | 2002-02-01 | 1942-12-31 | 0.058286 | 0.058286 | IPCA
| LT 500 kV CURITIBA /BATEIAS C-1 PR | 33.5 | 500 | 2000-06-01 | 1942-12-31 | 14.9408 | 14.9408 | IPCA
| LT 500 kV ITA /MACHADINHO C-1 SC | 70.1 | 500 | 2002-01-01 | 1942-12-31 | 20.2907 | 20.2907 | IPCA
| LT 500 kV IVAIPORA /IVAIPORA C-1 PR | 0.79 | 500 | 1982-09-01 | 1942-12-31 | 22.8953 | 22.8953 | IPCA
| LT 500 kV IVAIPORA /IVAIPORA C-2 PR | 0.76 | 500 | 1992-02-01 | 1942-12-31 | 7.4642 | 7.4642 | IPCA
| LT 500 kV IVAIPORA /IVAIPORA C-3 PR | 0.76 | 500 | 2004-06-01 | 1942-12-31 | 0.079223 | - | IPCA
| LT 500 kV IVAIPORA /LONDRINA ESU C-1 PR | 121.9 | 500 | 1988-04-01 | 1942-12-31 | 0.10516 | - | IPCA
| LT 500 kV IVAIPORA /S.SANTIAGO C-1 PR | 165.55 | 500 | 1982-05-01 | 1942-12-31 | - | - | IPCA
| LT 500 kV S.SANTIAGO /ITA C-1 PR/SC | 186.8 | 500 | 1987-09-01 | 1942-12-31 | 9.6459 | 9.6459 | IPCA
| LT 500 kV S.SANTIAGO /SEGREDO C-1 PR | 60.9 | 500 | 1992-08-01 | 1942-12-31 | 3.9139 | 3.9139 | IPCA
| LT 500 kV S.SANTIAGO /U.S.SANTIAGO C-1 PR | 0.67 | 500 | 1992-08-01 | 1942-12-31 | 38.5837 | 38.5837 | IPCA
| LT 500 kV S.SANTIAGO /U.S.SANTIAGO C-2 PR | 0.7 | 500 | 1992-08-01 | 1942-12-01 | 0.0091757 | - | IPCA
| LT 500 kV S.SANTIAGO /U.S.SANTIAGO C-3 PR | 0.74 | 500 | 1982-02-09 | 1942-12-31 | 0.015452 | - | IPCA
| LT 525 kV CAXIAS /GRAVATAI C-1 RS | 78.7 | 525 | 2001-12-01 | 1942-12-31 | 0.015452 | - | IPCA
| LT 525 kV GRAVATAI /NOVA STA RITA C-1 RS | 29.03 | 525 | 2006-04-01 | 1942-12-31 | 0.015858 | - | IPCA
| LT 525 kV ITA /NOVA STA RITA C-1 SC/RS | 314.75 | 525 | 2006-04-01 | 1942-12-31 | 0.015858 | - | IPCA
(1) Enterprises in operation which do not have right to AAR.
(2) Operational agreement between Furnas and Eletronorte.
(3) Furnas considers the existence of two circuits in each bipole of the Itaipu Continuous Transmission System. For totaling purposes, the total km will be half of the reported.
(4) When the company reports the same value to RBSE it means that this asset would have as AAR only the RBSE portion.
AAR Consolidation 3Q19 - (R$ million)
| Company | Law 12,783 (O&M) | Integral responsibility (not renewed by Law 12,783) | Corporate AAR
| Chesf | 2884621769.73 | 289776944.27 | 3174398714
| Eletronorte | 1516805055.008 | 493039490.79 | 2009844545.798
| Eletrosul | 1018018599.2 | 351719211.59 | 1369737810.79
| Furnas | 4514219649.65 | 239916813.92 | 4754136463.57
| Amazonas G&T | 0 | 62250586.43 | 62250586.43
| Total | 9933665073.588 | 1436703047 | 11370368120.588

## Substations
III.4 Substation - Enterprises renewed in terms of 12,783/13 Law
Eletrobras Companies | SS | Transformation Capacity (MVA) | Location (State) | Beginning of Operation | End of Concession | AAR on 09.30.19 (R$ million) | RBSE | Readjustment Index
Eletronorte | ABUNA | 110.6 | RO | 2002-05-01 | 2042-12-01 | 4.2108 | 2.3095 | IPCA
| ALTAMIRA | 180.3 | PA | 1998-06-01 | 2042-12-01 | 12.3621 | 7.6422 | IPCA
| ALUMAR | - | - | - | - | 0.34954 | 0.34954 | IPCA
| ARIQUEMES | 180.3 | RO | 1994-08-01 | 2042-12-01 | 3.9134 | 1.9379 | IPCA
| BARRA PEIXE | 350.6 | MT | 1993-11-01 | 2042-12-01 | 17.5079 | 9.2439 | IPCA
| BOA VISTA | 301.65 | RR | 2001-07-01 | 2042-12-01 | 1.1164 | 0 | IPCA
| C. MAGALHAES | 15.113 | MT | 1981-10-01 | 2042-12-01 | 1.7692 | 1.7692 | IPCA
| CAMETA | 23.55 | PA | 1998-08-01 | 2042-12-01 | 2.8677 | 2.8677 | IPCA
| CARAJAS | 0.3 | PA | 2006-11-01 | 2042-12-01 | 1.3312 | 1.2411 | IPCA
| CASTANHAL | - | PA | 2012-06-01 | 2042-12-01 | 1.9472 | 0 | IPCA
| COELHO NETO | 130 | MA | 2000-01-01 | 2042-12-01 | 5.5422 | 5.5422 | IPCA
| COLINAS | 1.5 | TO | 1999-03-01 | 2042-12-01 | 25.0979 | 25.0979 | IPCA
| COXIPO | 821.2 | MT | 1987-07-01 | 2042-12-01 | 29.7417 | 19.8355 | IPCA
| CVRD | - | - | - | - | 0.83989 | 0.83989 | IPCA
| GUAMA | 454 | PA | 1981-12-01 | 2042-12-01 | 6.6727 | 6.2219 | IPCA
| IMPERATRIZ | 1842.172 | MA | 1982-12-01 | 2042-12-01 | 89.1335 | 87.9014 | IPCA
| INTEGRADORA | 0 | PA | 2013-07-01 | 2042-12-01 | 0.69914 | 0 | IPCA
| JARU | 90.3 | RO | 1997-09-01 | 2042-12-01 | 4.8398 | 0.88546 | IPCA
| JAURU | 600.45 | MT | 2003-06-01 | 2042-12-01 | 3.4877 | 3.4877 | IPCA
| JI-PARANA | 380.6 | RO | 1994-09-01 | 2042-12-01 | 6.9893 | 4.0135 | IPCA
| MARABA | 1063.8 | PA | 1981-10-01 | 2042-12-01 | 42.8815 | 41.5278 | IPCA
| MIRACEMA | 362.5 | TO | 1999-03-01 | 2042-12-01 | 30.0744 | 23.514 | IPCA
| MIRAMAR | - | PA | 2016-05-01 | 2042-12-01 | 1.367 | 0 | IPCA
| MIRANDA II | 500.6 | MA | 1998-06-01 | 2042-12-01 | 18.8114 | 16.3348 | IPCA
| NOBRES | - | MT | 1996-09-01 | 2042-12-01 | 1.6461 | 1.4635 | IPCA
| NOVA MUTUM | 60.6 | MT | 1996-09-01 | 2042-12-01 | 6.1354 | 5.1705 | IPCA
| P.DUTRA | 721.029 | MA | 1982-12-01 | 2042-12-01 | 82.2886 | 80.0934 | IPCA
| PERITORO | 300.113 | MA | 1982-12-01 | 2042-12-01 | 7.7564 | 5.9368 | IPCA
| PIMENTA BUENO | 110.6 | RO | 2008-06-01 | 2042-12-01 | 4.6277 | 2.2611 | IPCA
| PORTO FRANCO | 399.5 | MA | 1994-02-01 | 2042-12-01 | 14.2001 | 10.5763 | IPCA
| PORTO VELHO | 525.6 | RO | 1989-07-01 | 2042-12-01 | 4.5516 | 2.4697 | IPCA
| RIO BRANCO 1 | 566 | AC | 2012-11-01 | 2042-12-01 | 14.8861 | 2.7011 | IPCA
| RONDONOPOLIS | 400.9 | MT | 1983-07-01 | 2042-12-01 | 18.3502 | 13.8281 | IPCA
| RUROPOLIS | 300.6 | PA | 1998-12-01 | 2042-12-01 | 16.8903 | 12.7726 | IPCA
| SAMUEL | 0.3 | RO | 1989-07-01 | 2042-12-01 | 1.212 | 0.97525 | IPCA
| SANTA MARIA | 600.15 | PA | 1995-09-01 | 2042-12-01 | 15.1197 | 9.0199 | IPCA
| SAO LUIS I | 401.726 | MA | 1982-12-01 | 2042-12-01 | 8.9182 | 8.7576 | IPCA
| SAO LUIS II | 2829 | MA | 1982-12-01 | 2042-12-01 | 72.529 | 54.9005 | IPCA
| SINOP | 356 | MT | 1996-09-01 | 2042-12-01 | 10.8619 | 8.9365 | IPCA
| SORRISO | 90.6 | MT | 1996-09-01 | 2042-12-01 | 5.9221 | 4.4757 | IPCA
| SUB S.LUIS | - | - | - | - | 7.3131 | 7.3131 | IPCA
| TRANSAMAZONIC | 60.3 | PA | 1998-12-01 | 2042-12-01 | 10.7139 | 4.7297 | IPCA
| TUCURUI | 969 | PA | 1981-10-01 | 2042-12-01 | 52.1108 | 38.4757 | IPCA
| TUCURUI VILA | 58.443 | PA | 1999-06-01 | 2042-12-01 | 4.3819 | 4.3819 | IPCA
| UTINGA | 602 | PA | 1981-12-01 | 2042-12-01 | 12.7287 | 11.1307 | IPCA
| VARZEA GRANDE | - | - | - | - | 4.0791 | 1.8875 | IPCA
| VILA DO CONDE | 3817.4 | PA | 1981-12-01 | 2042-12-01 | 60.9021 | 52.569 | IPCA
| VILHENA | 120.6 | RO | 2008-10-01 | 2042-12-01 | 4.918 | 4.8035 | IPCA
| XINGU | - | - | - | - | - | - | -
| AMAPÁ (1) | - | AP | - | - | (*) | - | -
| CALÇOENE (1) | - | AP | - | - | (*) | - | -
| COARACY NUNES (1) | - | AP | - | - | (*) | - | -
| EPITACIOLÂNDIA (1) | - | AC | - | - | (*) | - | -
| EQUATORIAL (1) | - | AP | - | - | (*) | - | -
| MACAPÁ II (1) | - | AP | - | - | (*) | - | -
| PORTUÁRIA (1) | - | AP | - | - | (*) | - | -
| SANTA RITA (1) | - | AP | - | - | (*) | - | -
| SANTANA (1) | - | AP | - | - | (*) | - | -
| SENA MADUREIRA (1) | - | AC | - | - | (*) | - | -
| TARTARUGALZINHO (1) | - | AP | - | - | (*) | - | -
Chesf | ABAIXADORA | 110 | BA | 1967-10-01 | 2042-12-01 | 4.6652 | 3.7094 | IPCA
| AÇU II | 378 | RN | 1989-11-01 | 2042-12-01 | 11.9224 | 9.7492 | IPCA
| ANGELIM | 310 | PE | 1956-01-01 | 2042-12-01 | 22.317 | 18.7297 | IPCA
| ANGELIM II | 0 | PE | 1980-01-01 | 2042-12-01 | 8.9042 | 8.7557 | IPCA
| AQUIRAZ II | - | CE | - | - | 0.0014062 | - | IPCA
| B. ESPERANCA | 127.34 | PI | 1970-03-01 | 2042-12-01 | 29.4307 | 28.6794 | IPCA
| B.JESUS LAPA | 162.27 | BA | 1981-09-01 | 2042-12-01 | 20.0453 | 18.1499 | IPCA
| BANABUIU | 120.5 | CE | 1964-01-01 | 2042-12-01 | 14.0767 | 10.3484 | IPCA
| BARREIRAS | 401 | BA | 1996-06-01 | 2042-12-01 | 11.3553 | 9.0179 | IPCA
| BARREIRAS II | - | BA | - | - | 1.2532 | 1.2532 | IPCA
| BOM NOME | 510 | PE | 1963-10-01 | 2042-12-01 | 14.2946 | 9.3648 | IPCA
| BONGI | 530 | PE | 1956-05-01 | 2042-12-01 | 17.4431 | 10.0603 | IPCA
| BROT.MACAUBAS | - | BA | 2012-07-01 | 2042-12-01 | 0.3934 | - | IPCA
| C.GRANDE II | 410 | PB | 1964-05-01 | 2042-12-01 | 43.379 | 37.2618 | IPCA
| CAMACARI II | 2600 | BA | 1979-01-01 | 2042-12-01 | 92.0973 | 87.8973 | IPCA
| CAMACARI IV | 2400 | BA | 2012-11-01 | 2040-07-01 | 9.1068 | 5.2644 | IPCA
| CATU | 300 | BA | 1956-05-01 | 2042-12-01 | 12.2487 | 8.0245 | IPCA
| CAUIPE | 300 | CE | 2001-03-01 | 2042-12-01 | 12.0121 | 7.9991 | IPCA
| CIC. DANTAS | 151 | BA | 1956-05-01 | 2042-12-01 | 6.277 | 2.7705 | IPCA
| COREMAS | 300 | PB | 1990-12-01 | 2042-12-01 | 8.9669 | 7.1374 | IPCA
| COTEGIPE | 402 | BA | 1956-01-01 | 2042-12-01 | 10.1457 | 4.7318 | IPCA
| COTEMINAS | 0 | PB | 2009-12-01 | 2042-12-01 | 0.77863 | 0.77863 | IPCA
| CUR.NOVOS II | 103.67 | RN | 1975-11-01 | 2042-12-01 | 2.2859 | - | IPCA
| DELM. GOUVEIA | 400 | CE | 1989-06-01 | 2042-12-01 | 20.3773 | 15.8212 | IPCA
| ELISEU MARTIN | 101 | PI | 2006-01-01 | 2042-12-01 | 1.6741 | 1.4209 | IPCA
| EUNAPOLIS | 400 | BA | 1998-09-01 | 2042-12-01 | 19.6099 | 16.5666 | IPCA
| FORTALEZA | 400 | CE | 1964-01-01 | 2042-12-01 | 36.0508 | 26.6341 | IPCA
| FORTALEZA II | 2400 | CE | 2000-05-01 | 2042-12-01 | 66.0366 | 56.2784 | IPCA
| FUNIL | 549.99 | BA | 1956-01-01 | 2042-12-01 | 34.9195 | 25.3118 | IPCA
| G.MANGABEIRA | 200 | BA | 1960-03-01 | 2042-12-01 | 11.2404 | 7.3238 | IPCA
| GOIANINHA | 400 | PE | 1961-01-01 | 2042-12-01 | 18.3536 | 11.758 | IPCA
| IBICOARA | * | BA | 2011-01-01 | 2037-06-01 | 0.050646 | - | IPCA
| ICO | 200 | CE | 1997-05-01 | 2042-12-01 | 8.5877 | 6.5276 | IPCA
| IRECE | 228.86 | BA | 1981-09-01 | 2042-12-01 | 21.4561 | 19.5246 | IPCA
| ITABAIANA | 200 | SE | 1957-05-01 | 2042-12-01 | 7.2948 | 4.5707 | IPCA
| ITABAIANINHA | 239 | SE | 1996-02-01 | 2042-12-01 | 11.3835 | 5.1765 | IPCA
| ITAPARICA | 10 | PE | 1983-01-01 | 2042-12-01 | 1.2854 | - | IPCA
| ITAPEBI | 0 | BA | 2003-01-01 | 2042-12-01 | 1.3931 | 1.1818 | IPCA
| JACARACANGA | 300 | BA | 1982-01-01 | 2042-12-01 | 12.1513 | 6.8043 | IPCA
| JAGUARARI-SE | 300 | BA | 1980-01-01 | 2042-12-01 | 2.4375 | 0.69702 | IPCA
| JARDIM | 2200 | SE | 1979-08-01 | 2042-12-01 | 60.0935 | 39.1691 | IPCA
| JOAIRAM | 450 | PE | 2006-07-01 | 2042-12-01 | 3.9978 | 3.2073 | IPCA
| JOAO CAMARA II | - | RN | 2014-02-01 | 2040-11-01 | 0.099065 | - | IPCA
| JUAZEIRO II | 402 | BA | 1981-04-01 | 2042-12-01 | 13.3618 | 8.9834 | IPCA
| MACEIO | 400 | AL | 2002-09-01 | 2042-12-01 | 12.6301 | 12.5073 | IPCA
| MATATU | 380 | BA | 1965-01-01 | 2042-12-01 | 17.833 | 12.0971 | IPCA
| MESSIAS | 1200 | AL | 1994-11-01 | 2042-12-01 | 55.0811 | 54.4984 | IPCA
| MILAGRES | 2120 | CE | 1964-01-01 | 2042-12-01 | 64.7576 | 40.6893 | IGPM
| MIRUEIRA | 400 | PE | 1978-08-01 | 2042-12-01 | 12.3524 | 9.4927 | IPCA
| MOD.REDUZIDO | 12.5 | BA | 1967-01-01 | 2042-12-01 | 0.44511 | - | IPCA
| MOSSORO II | 400 | RN | 1977-01-01 | 2042-12-01 | 21.3708 | 12.1223 | IPCA
| MOXOTO | 20 | BA | 1972-01-01 | 2042-12-01 | 2.0953 | - | IPCA
| MULUNGU | 10 | BA | 1975-05-01 | 2042-12-01 | 1.7467 | - | IPCA
| MUSSURE II | 400 | PB | 1979-03-01 | 2042-12-01 | 10.7199 | 7.9029 | IPCA
| NATAL II | 400 | RN | 1979-01-01 | 2042-12-01 | 24.6831 | 14.5388 | IPCA
| OLINDINA | 40 | BA | 1980-04-01 | 2042-12-01 | 17.1346 | 17.0357 | IPCA
| P. AFONSO IV | 0 | AL | 1979-01-01 | 2042-12-01 | 23.6867 | 18.7989 | IPCA
| P.AFONSO III | 1200 | AL | 1974-03-01 | 2042-12-01 | 11.4992 | 7.8961 | IPCA
| PARAISO | 200 | RN | 2004-02-01 | 2042-12-01 | 3.9821 | 1.7546 | IPCA
| PAU FERRO | 400 | PE | 2002-08-01 | 2042-12-01 | 8.0117 | 2.8127 | IPCA
| PENEDO | 300 | AL | 1997-05-01 | 2042-12-01 | 11.3614 | 6.4189 | IPCA
| PICI II | 500 | CE | 2005-05-01 | 2042-12-01 | 12.8723 | 9.064 | IPCA
| PICOS | 240 | PI | 1992-07-01 | 2042-12-01 | 13.251 | 6.2301 | IPCA
| PILOES | - | PB | 2012-10-01 | 2042-12-01 | 2.1835 | - | IPCA
| PIRAPAMA II | 400 | PE | 1972-02-01 | 2042-12-01 | 12.5881 | 7.0883 | IPCA
| PIRIPIRI | 335 | PI | 1973-08-01 | 2042-12-01 | 19.387 | 9.7049 | IPCA
| PITUACU | 400 | BA | 1983-03-01 | 2042-12-01 | 18.7325 | 13.1485 | IPCA
| QUIXADA | 0 | CE | 2003-07-01 | 2042-12-01 | 3.6214 | 3.1721 | IPCA
| QUIXERE | - | CE | 2014-11-01 | 2042-12-31 | 0.29583 | - | IPCA
| RECIFE II | 2410 | PE | 1979-01-01 | 2042-12-01 | 83.6525 | 81.8542 | IPCA
| RIBEIRAO | 400 | PE | 1994-10-01 | 2042-12-01 | 17.887 | 10.5937 | IPCA
| RIO LARGO II | 300 | AL | 1962-12-01 | 2042-12-01 | 14.9719 | 8.8923 | IPCA
| RUSSAS II | 300 | CE | 1982-11-01 | 2042-12-01 | 8.1955 | 5.1564 | IPCA
| S.JOAO PIAUI | 416.66 | PI | 1980-11-01 | 2042-12-01 | 27.2004 | 23.3799 | IPCA
| SAN.MATOS II | 50 | RN | 1975-11-01 | 2042-12-01 | 1.6359 | - | IPCA
| SANTA CRUZ II | 165 | RN | 1963-03-01 | 2042-12-01 | 7.7389 | - | IPCA
| SAPEACU | - | BA | 2003-05-01 | 2042-12-31 | 1.1047 | 1.0737 | IPCA
| SOBRAL II | 400 | CE | 1973-11-01 | 2042-12-01 | 13.8011 | 8.7576 | IPCA
| SOBRAL III | 1200 | CE | 2000-04-01 | 2042-12-01 | 29.4737 | 22.8313 | IPCA
| SR.BONFIM II | 500 | BA | 1981-05-01 | 2042-12-01 | 9.5887 | 3.073 | IPCA
| STO.A.JESUS | 301 | BA | 1997-03-01 | 2042-12-01 | 13.3173 | 8.8665 | IPCA
| TACAIMBO | 400 | PE | 1985-06-01 | 2042-12-01 | 16.1514 | 12.2617 | IPCA
| TACARUTU | - | PE | 2014-12-01 | 2042-12-31 | 0.29583 | - | IPCA
| TERESINA | 590 | PI | 1970-04-01 | 2042-12-01 | 26.2738 | 17.5924 | IPCA
| TERESINA II | 900 | PI | 2000-05-01 | 2042-12-01 | 74.6992 | 65.1997 | IPCA
| U.SOBRADINHO | 900 | BA | 1979-10-01 | 2042-12-01 | 46.8185 | 37.3 | IPCA
| UB.ESPERANCA | - | PI | 1980-11-01 | 2042-12-01 | 9.6138 | 6.9611 | IPCA
| US. FUNIL | 0 | - | 0 | 0 | 2.0953 | 0 | IPCA
| US. L.GONZAGA | - | PE | 1988-05-01 | 2042-12-01 | 32.0847 | 25.792 | IPCA
| USINA XINGO | - | SE | 1994-11-01 | 2042-12-01 | 41.2974 | 28.182 | IPCA
| ZEBU | 38.4 | AL | 1976-11-01 | 2042-12-01 | 1.3851 | 0 | IPCA
Furnas | ADRIANOPOLIS (2) | 3103.32 | RJ | 1970-11-01 | 1942-12-01 | 32.1842 | 25.4204 | IPCA
| AGUA VERMELHA (3) | 0 | MG | 2002-01-01 | 1942-01-01 | 3.4578 | 3.4216 | IPCA
| AGUAS LINDAS | 0 | GO | 2014-03-01 | 1942-12-01 | 1.4839 | - | IPCA
| ANGRA FUR (4) | 1374.57 | RJ | 1971-04-01 | 1942-12-01 | 40.8399 | 28.9421 | IPCA
| ARARAQUARA FURNAS | - | SP | 1976-04-01 | 1942-12-01 | 6.3163 | 6.2394 | IPCA
| ATIBAIA 2 | 0 | SP | 2013-01-01 | 1942-12-01 | 0.2563 | - | IPCA
| BANDEIRANTES | 1433.33 | GO | 1972-10-01 | 1942-12-01 | 64.7903 | 57.1179 | IPCA
| BARREIRO 1 (3) | 0 | MG | 2013-01-01 | 2043-01-01 | 1.7113 | 1.7113 | IPCA
| BARRO ALTO | 216.32 | GO | 1982-03-01 | 1942-12-01 | 20.0524 | 16.264 | IPCA
| BRAS. GERAL | 300 | DF | 1960-02-01 | 1942-12-01 | 10.9984 | 6.6278 | IPCA
| BRAS. SUL | 2175 | DF | 1973-03-01 | 1942-12-01 | 69.025 | 56.5149 | IPCA
| C. DOURADA (3) | 0 | GO | 1986-01-01 | 2042-12-01 | 5.0604 | 4.9111 | IPCA
| C. PAULISTA | 583.3 | SP | 1976-10-01 | 1942-12-01 | 27.2621 | 26.4061 | IPCA
| CAMPINAS (4) | 2156.7 | SP | 1972-09-01 | 1942-12-01 | 27.9326 | 20.7783 | IPCA
| CAMPOS (5) | 1183.33 | RJ | 1973-02-01 | 1942-12-01 | 40.0528 | 27.1975 | IPCA
| CORUMBA | 0 | GO | 1997-03-01 | 1942-12-01 | 8.9378 | 8.8465 | IPCA
| ESTREITO (6) | 0 | MG | 2013-01-01 | 1943-01-01 | 1.3564 | 1.3564 | IPCA
| F.IGUACU 50HZ | 8812 | PR | 1982-12-01 | 1942-12-01 | 629.1094 | - | IPCA
| F.IGUACU 60HZ | 7156 | PR | 1982-12-01 | 1942-12-01 | 150.7872 | 1.1108 | IPCA
| FUNIL | 0 | RJ | 1963-09-01 | 1942-12-01 | 3.3775 | - | IPCA
| FURNAS | 0 | MG | 1963-09-01 | 1942-12-01 | 8.1432 | 2.5896 | IPCA
| GRAJAU | 2800 | RJ | 1979-12-01 | 1942-12-01 | 56.8984 | 17.4362 | IPCA
| GUARULHOS | - | SP | 1963-09-01 | 1942-12-01 | 10.2515 | 9.8128 | IPCA
| GURUPI | - | TO | 1999-03-01 | 1942-12-01 | 25.3647 | 25.0332 | IPCA
| IBIUNA | 12050.4 | SP | 1984-04-01 | 1942-12-01 | 137.7402 | 56.989 | IPCA
| IMBARIE | - | RJ | 1968-10-01 | 1942-12-01 | 1.6403 | - | IPCA
| IRIRI | - | RJ | 2009-10-01 | 1942-12-01 | 0.77518 | - | IPCA
| ITABERA | - | SP | 1982-09-01 | 1942-12-01 | 55.3532 | 48.5435 | IPCA
| ITATIBA (7) | - | - | - | - | 0.41459 | - | -
| ITUMBIARA | 0 | MG | 1973-03-01 | 2020-02-01 | 71.9629 | 64.3848 | IPCA
| ITUTINGA | 0 | MG | 1967-04-01 | 1942-12-01 | 7.5405 | 3.2979 | IPCA
| IVAIPORA | 11006 | PR | 1982-10-01 | 1942-12-01 | 120.9697 | 95.2417 | IPCA
| JACAREPAGUA | 1275 | RJ | 1967-12-01 | 1942-12-01 | 35.05 | 20.6972 | IPCA
| L.C.BARRETO | 0 | SP | 1969-03-01 | 1942-12-01 | 14.1923 | 4.5221 | IPCA
| MACAE MERCHAN | - | RJ | 2001-11-01 | 1942-12-01 | 2.1335 | 2.1294 | IPCA
| MARIMBONDO | 0 | MG | 1975-08-01 | 1942-12-01 | 10.9262 | 6.6782 | IPCA
| MASCARENHA DE MORAES (2) | 0 | MG | 1956-12-01 | 2023-10-01 | 22.3602 | 5.0464 | IPCA
| MOGI |  |  |  |  | 2.502 | 2.502
| MOGI CRUZES | 1166.66 | SP | 1964-03-01 | 1942-12-01 | 25.7572 | 22.8113 | IPCA
| NIQUELANDIA | - | GO | 1999-10-01 | 1942-12-01 | 8.4232 | 5.6801 | IPCA
| OURO PRETO 2 (3) | 0 | MG | 2004-02-01 | 1942-12-01 | 5.3582 | 5.16 | IPCA
| PARQUE EMAS | 0 | GO | 2013-11-01 | 1953-11-01 | 1.2608 | - | IPCA
| PIRINEUS | - | GO | 2006-11-01 | 1942-12-01 | 0.58941 | 0.58941 | IPCA
| POCOS CALDAS (8) | 1796.7 | MG | 1963-09-01 | 1942-12-01 | 36.5446 | 31.8399 | IPCA
| PORTO COLOMBIA | 0 | MG | 1973-07-01 | 1942-12-01 | 8.9329 | 5.486 | IPCA
| RIO CLARO | 0 | GO | 2013-11-01 | 1953-11-01 | 1.2608 | - | IPCA
| RIO VERDE FUR | 333.33 | GO | 1975-12-01 | 1942-12-01 | 16.2238 | 13.2964 | IPCA
| ROCHA LEAO | - | RJ | 1972-12-01 | 1942-12-01 | 5.5752 | - | IPCA
| SAMAMBAIA | 5525 | DF | 1998-03-01 | 1942-12-01 | 101.6779 | 80.4122 | IPCA
| SANTA CRUZ | 0 | RJ | 1967-06-01 | 1943-01-01 | 4.4055 | - | IPCA
| SAO GONCALO | 0 | RJ | 1977-06-01 | 1943-01-01 | 0.4506 | - | IPCA
| SAO JOSE (4) | 2800 | RJ | 1991-08-01 | 1942-12-01 | 67.3945 | 46.2447 | IPCA
| SERRA DA MESA | 0 | GO |  |  | 62.8904 | 56.7506 | IPCA
| TIJUCO PRETO | 19114.7 | SP | 1982-09-01 | 1942-12-01 | 172.2243 | 141.2496 | IPCA
| UHE S.DA MESA | 0 | GO | 1998-03-01 | 1939-11-01 | 11.7987 | 4.6427 | IPCA
| USI CAMPOS | - | RJ | 1968-12-01 | 2027-07-01 | 2.7989 | - | IPCA
| VENDA PEDRAS | - | RJ | 2013-01-01 | 1943-01-01 | 0.28055 | - | IPCA
| VIANA (9) | 750 | ES | 2005-12-01 | 1942-12-01 | 12.4298 | 4.8591 | IPCA
| VITORIA | 1113.4 | ES | 1978-11-01 | 1942-12-01 | 29.0054 | 26.558 | IPCA
| ZONA OESTE | 0 | RJ | 2009-06-01 | 1939-06-01 | 2.095 | - | IPCA
Eletrosul | ALEGRETE | 83 | RS | 1971-05-01 | 1942-12-01 | 3.3067 | - | IPCA
| ANASTACIO | 150 | MS | 1994-08-01 | 1942-12-01 | 4.0887 | 4.0857 | IPCA
| ARAQUARI (HYOSUNG) | 0 | SC | 2013-01-01 | 1942-12-01 | 0.44376 | - | IPCA
| AREIA | 672 | PR | 1980-08-01 | 1942-12-01 | 19.0246 | 17.3013 | IPCA
| ASSIS | 336 | SP | 1979-03-01 | 1942-12-01 | 6.3061 | 6.2824 | IPCA
| ATLANTIDA 2 | 249 | RS | 2007-05-01 | 1942-12-01 | 4.0197 | 3.5682 | IPCA
| BIGUACU | 600 | SC | 2008-04-01 | 1942-12-01 | 11.6339 | 3.9718 | IPCA
| BLUMENAU | 1962 | SC | 1979-04-01 | 1942-12-01 | 34.8514 | 32.1288 | IPCA
| C.MOURAO | 0 | PR | 2013-01-01 | 1942-12-01 | 2.0506 | 2.0506 | IPCA
| C.NOVOS | 2466 | SC | 1982-09-01 | 1942-12-31 | 32.5859 | 30.7587 | IPCA
| CAMPO GRANDE | 0 | SC | 1982-09-01 | 1942-12-01 | 3.4367 | - | IPCA
| CANOINHAS ESU | 450 | SC | 1988-02-01 | 1942-12-31 | 7.1452 | 4.2187 | IPCA
| CAXIAS | 2016 | RS | 2001-12-01 | 1942-12-31 | 22.4452 | 22.4014 | IPCA
| CAXIAS SUL 5 | 215 | RS | 2005-06-01 | 1942-12-31 | 4.8304 | 3.7573 | IPCA
| CHARQUEADAS | 88 | RS | 1972-01-01 | 1942-12-31 | 3.7202 | 2.5053 | IPCA
| CURITIBA | 1344 | PR | 1980-10-01 | 1942-12-31 | 25.217 | 23.7276 | IPCA
| D.SANTA CRUZ | 0 | MS | 2013-01-01 | 1942-12-31 | 0.22822 | - | IPCA
| DESTERRO | 300 | SC | 2008-12-01 | 1942-12-31 | 5.0678 | 2.0148 | IPCA
| DOURADOS | 300 | MS | 1987-11-01 | 1942-12-31 | 11.1505 | 8.1742 | IPCA
| FARROUPILHA | 88 | RS | 1973-06-01 | 1942-12-31 | 5.7312 | 5.1303 | IPCA
| FLORIANOPOLIS | 75 | SC | 1974-12-01 | 1942-12-31 | 3.1137 | - | IPCA
| FORQUILHINHA | 0 | SC | 2013-01-01 | 1942-12-31 | 0.57868 | 0.57826 | IPCA
| FOZ DO CHAPECO | 0 | RS | 2015-04-29 | 1942-12-31 | 0 | - | IPCA
| GASPAR 2 | 0 | SC | 2016-09-30 | 1942-12-31 | 1.8018 | - | IPCA
| GRAVATAI | 2016 | RS | 1982-09-01 | 1942-12-31 | 32.6135 | 32.0571 | IPCA
| GRAVATAI 2 | 0 | RS | 2013-01-01 | 1942-12-31 | 1.2507 | 1.1332 | IPCA
| GRAVATAI 3 | 165 | RS | 2007-11-01 | 1942-12-31 | 3.4002 | 3.0533 | IPCA
| ILHOTA | 100 | SC | 1976-12-01 | 1942-12-31 | 5.9604 | - | IPCA
| IMBITUBA | 0 | SC | 2016-02-06 | 1942-12-31 | 0.024233 | - | IPCA
| ITA | 0 | SC | 1965-03-01 | 1942-12-31 | 13.2284 | 13.0629 | IPCA
| ITAJAI | 600 | SC | 2002-01-01 | 1942-12-31 | 7.3428 | 4.7293 | IPCA
| IVAIPORA | 0 | PR | 1982-05-01 | 1942-12-31 | 13.7042 | 13.3664 | IPCA
| J.LACERDA-A | 399.8 | SC | 1965-03-01 | 1942-12-31 | 9.3219 | 5.6177 | IPCA
| J.LACERDA-B | 0 | SC | 1979-06-01 | 1942-12-31 | 5.0492 | 2.7186 | IPCA
| JOINV.NORTE | 600 | SC | 2009-06-01 | 1942-12-31 | 12.1484 | 3.6442 | IPCA
| JOINVILLE | 691 | SC | 1974-11-01 | 1942-12-31 | 15.2484 | 9.3457 | IPCA
| JOINVILLE GM | 0 | SC | 2012-05-20 | 1942-12-31 | 1.0409 | - | IPCA
| JOINVILLE SANTA CATARINA | 0 | SC | 2015-10-20 | 1942-12-31 | 1.4099 | - | IPCA
| L.GRANDE | 0 | RS | 2013-01-01 | 1942-12-31 | 0.72535 | 0.71668 | IPCA
| LONDRINA ESU | 1344 | PR | 1988-04-01 | 1942-12-31 | 17.7536 | 17.5661 | IPCA
| MACHADINHO | 0 | SC | 2013-01-01 | 1942-12-31 | 1.0682 | 1.0682 | IPCA
| MARINGA | 0 | PR | 2013-01-01 | 1942-12-31 | 0.2825 | 0.28165 | IPCA
| MONTE CLARO | 0 | RS | 2013-01-01 | 1942-12-31 | 0.73183 | 0.71668 | IPCA
| NOVA ANDRADINA | 0 | MS | 2016-07-20 | 1942-12-31 | 1.1765 | - | IPCA
| NOVA PRATA 2 | 0 | RS | 2015-09-25 | 1942-12-31 | 1.382 | - | IPCA
| NOVA STA RITA | 2016 | RS | 2009-08-01 | 1942-12-31 | 25.8342 | 18.1947 | IPCA
| OSORIO 2 | 0 | RS | 2013-01-01 | 1942-12-31 | 0.73643 | 0.73643 | IPCA
| PAL.PINHEIRA | 0 | SC | 2016-02-06 | 1942-12-31 | 0.99047 | - | IPCA
| PALHOCA ESU | 384 | SC | 1984-01-01 | 1942-12-31 | 10.2898 | 7.6394 | IPCA
| PASSO FUNDO | 168 | RS | 1992-11-01 | 1942-12-31 | 8.0683 | 6.6643 | IPCA
| S. OSORIO | 33.3 | PR | 1975-10-01 | 1942-12-31 | 5.1408 | 3.6278 | IPCA
| S.SANTIAGO | 15 | PR | 1980-11-01 | 1942-12-31 | 8.0883 | 6.5802 | IPCA
| SANTO ANGELO | 2016 | RS | 1999-12-01 | 1942-12-31 | 27.4015 | 18.8201 | IPCA
| SIDEROPOL.ESU | 352 | SC | 1975-04-01 | 1942-12-31 | 7.8444 | 5.9098 | IPCA
| TAPERA 2 | 249 | RS | 2005-03-01 | 1942-12-31 | 5.9938 | 1.9933 | IPCA
| TIJUCAS | 0 | SC | 2012-11-20 | 1942-12-31 | 0.88457 | - | IPCA
| U.MIMOSO | 0 | MS | 2013-01-01 | 1942-12-31 | 0.73933 | - | IPCA
| XANXERE ESU | 600 | SC | 1986-06-01 | 1942-12-31 | 6.1642 | 6.0252 | IPCA
(1) SSs Amapá, Calçoene, Coaracy Nunes, Epitaciolândia, Equatorial, Macapá II, Portuária, Santa Rita, Santana, Sena Madureira e Tartarugalzinho are enterprises in commercial operation which do not have AAR.
(2) Enterprises that belong to Third Parties.
(3) Corresponding to two 500 kV line inputs.
(4) Corrected value
(5) It is part of Contract 062/2001. Referring to the enterprise associated with SS CAMPOS, ONS issued TLD ONS / 201/11/2018 and TLD ONS / 200/11/2018, recognizing the beginning of commercial operation on November 5, 2018.
(6) An AT02 unit (50 MVA) failed and was disposed of.
(7) Concerning the venture associated with SS MASCARENHAS DE MORAES, ONS issued TLD ONS/259/12/2018 and TLD ONS/258/12/2018 , recognizing the beginning of commercial operation on December 17, 2018.
(8) Transformers in third party facilities.
(9) New bank (ATO4 - 400 MVA) and two spare banks (75 MVA + 133,33 MVA) which were not added according to DTEI guidance.
III.4.2 Substation – Enterprises not renewed under 12,783/13 law terms
Eletrobras Companies | SS | Transformation Capacity (MVA) | Location (State) | Beginning of Operation | End of Concession | AAR em 09.30.19 (R$ Million) | RBSE | Readjustment Index
Eletronorte | ABUNA | - | RO | - | 2039-11-19 | 2.5885 | - | IPCA
| ARARAQUARA 2 | 3505.2 | SP | 2013-03-01 | 2039-02-01 | 113.5981 | - | IPCA
| ARIQUEMES | - | RO | - | 2039-11-19 | 1.8032 | - | IPCA
| BALSAS | 200 | MA | 2011-12-01 | 2039-01-27 | 3.6721 | - | IPCA
| COLETORA PORTO VELHO | 1648.4 | RO | 2013-03-01 | 2039-02-26 | 70.6825 | - | IPCA
| COLETORA PORTO VELHO | 3790 | RO | 2013-03-01 | 2039-02-26 | 119.8992 | - | IPCA
| JAURU | - | MT | - | 2039-11-19 | 1.3194 | - | IPCA
| JI-PARANA | - | RO | - | 2039-11-19 | 1.8032 | - | IPCA
| JORGE TEIXEIRA | 300 | AM | - | 2042-05-06 | 1.573 | - | IPCA
| LECHUGA | - | AM | 2015-03-31 | 2042-05-06 | 8.3589 | - | IPCA
| LUCAS RIO VERDE | 75 | MT | 2013-04-01 | 2041-06-01 | 2.921 | - | IPCA
| MIRAMAR | 450 | PA | 2016-04-22 | 2046-04-22 | 4.0832 | - | IPCA
| MIRANDA II | 900 | MA | 2010-11-01 | 2039-01-27 | 16.8523 | - | IPCA
| NOBRES | 200 | MT | 2013-09-01 | 2041-12-01 | 1.9918 | - | IPCA
| PIMENTA BUENO | - | RO | - | 2039-11-19 | 1.8032 | - | IPCA
| PORTO VELHO | - | RO | 2013-03-01 | 2039-02-01 | 1.6904 | - | IPCA
| RIB.GONCALVES | 650 | MA | 2011-12-01 | 2039-01-27 | 12.7167 | - | IPCA
| RIO BRANCO 1 | - | AC | 2011-10-01 | 2039-11-19 | 7.0363 | - | IPCA
| SAMUEL | - | RO | - | 2039-11-19 | 1.0878 | - | IPCA
| SAO LUIS I | - | MA | - | - | 0.27068 | - | IPCA
| SAO LUIS II | - | MA | 2010-05-01 | 2038-03-17 | 0.25264 | - | IPCA
| SAO LUIS III | 300.3 | MA | 2010-05-01 | 2038-03-17 | 5.7486 | - | IPCA
| TUCURUI | 300 | PA | 2014-12-01 | 2039-11-19 | 2.1829 | - | IPCA
| VILHENA | - | RO | - | - | 6.3722 | - | IPCA
Chesf | ACARAU II | 200 | CE | 2014-04-01 | 2040-11-01 | 4.22 | - | IPCA
| ACU II | * | RN | 1989-11-01 | 2042-12-01 | 0.37512 | - | IPCA
| ARAPIRACA III | 200 | AL | 2013-06-01 | 2040-10-01 | 10.158 | - | IPCA
| B.J.LAPA II | - | BA | 2015-12-01 | 2040-11-23 | 0.21727 | - | IPCA
| BRUMADO II | - | BA | 2010-08-01 | 2037-06-14 | 0.35599 | - | IPCA
| CAMACARI IV | * | BA | 2012-11-01 | 2040-07-01 | 11.1363 | - | IPCA
| CEARA MIRIM II | - | RN | 2014-09-01 | 2044-09-01 | 0.40125 | - | IPCA
| COREMAS | * | PB | 1990-12-01 | 2042-12-01 | 0.28052 | - | IGPM
| EUNAPOLIS | - | BA | - | - | 0.78594 | - | IPCA
| EXTREMOZ II | 0 | RN | 2014-02-01 | 2040-11-01 | 4.6165 | - | IPCA
| IBIAPINA II | 200 | PI | 2016-09-01 | 2041-08-01 | 3.6375 | - | IPCA
| IBICOARA | * | BA | 2011-01-01 | 2037-06-01 | 6.3045 | - | IPCA
| IGAPORA II | 450 | BA | 2014-06-01 | 2040-11-01 | 6.9751 | - | IPCA
| IGAPORA III | 3000 | BA | 2015-12-01 | 2042-06-01 | 35.3787 | - | IPCA
| IRECE | 0 | BA | 1981-09-01 | 2042-12-01 | 0.36482 | - | IPCA
| JABOATAO II | 0 | PE | 2018-05-01 | 2048-05-01 | 4.8332 | - | IPCA
| JARDIM | * | SE | 1979-08-01 | 2042-12-01 | 0.32216 | - | IPCA
| JOAO CAMARA II | * | RN | 2014-02-01 | 2040-11-01 | 7.8756 | - | IPCA
| LAGOA NOVA II | 450 | RN | 2015-12-01 | 2041-10-01 | 5.8885 | - | IPCA
| MACEIO II | - | AL | 2012-05-09 | 2042-05-10 | 5.2259 | - | IPCA
| MESSIAS | - | AL | - | - | 0.8209 | - | IPCA
| MILAGRES | * | CE | 1964-01-01 | 2042-12-01 | 1.4144 | - | IGPM
| MIRUEIRA II | 300 | PE | 2016-04-01 | 2042-06-01 | 6.0103 | - | IPCA
| MORRO CHAPEU II | 150 | BA | 2017-07-01 | 2041-10-01 | 3.616 | - | IPCA
| MOSSORO II | * | RN | 1977-01-01 | 2042-12-01 | 0.40125 | - | IPCA
| MOSSORO IV | 100 | RN | 2017-10-01 | 2042-06-01 | 3.4958 | - | IPCA
| N.S.SOCORRO | - | SE | 2012-05-09 | 2042-05-10 | 5.7863 | - | IPCA
| NATAL III | 450 | RN | 2012-08-01 | 2039-08-01 | 9.1684 | - | IPCA
| P.AFONSO III | * | AL | 1974-03-01 | 2042-12-01 | 1.0035 | - | IPCA
| PARAISO | * | RN | 2004-02-01 | 2042-12-01 | 0.77671 | - | IPCA
| PENEDO | * | AL | 1997-05-01 | 2042-12-01 | 1.4901 | - | IPCA
| PICOS | * | PI | 1992-07-01 | 2042-12-01 | 0.83749 | - | IPCA
| PINDAI II | 300 | BA | 2015-12-01 | 2042-06-01 | 4.3488 | - | IPCA
| PIRAPAMA II | * | PE | 1972-02-01 | 2042-12-01 | 0.60523 | - | IPCA
| POLO | 300 | BA | 2016-04-01 | 2040-10-01 | 5.3387 | - | IPCA
| SANTA RITA II | 450 | PB | 2012-07-01 | 2039-08-01 | 8.1956 | - | IPCA
| SOBRAL III | * | CE | 2000-04-01 | 2042-12-01 | 0.35298 | - | IPCA
| SUAPE II | 1200 | PE | 2012-12-01 | 2039-01-01 | 14.2244 | - | IPCA
| SUAPE III | 300 | PE | 2012-07-01 | 2039-01-01 | 4.6504 | - | IPCA
| TAUA II | 202 | CE | 2007-12-01 | 2035-03-01 | 16.3109 | - | IGPM
| TEIX. FREITAS II | - | BA | - | - | 2.6608 | - | IPCA
| TERESINA II | * | PI | 2000-05-01 | 2042-12-01 | 0.95067 | - | IPCA
| TERESINA III | 600 | PI | 2017-10-01 | 2041-12-01 | 7.8392 | - | IPCA
| TOUROS | 150 | RN | 2017-05-01 | 2042-06-01 | 3.6875 | - | IPCA
| ZEBU | 200 | AL | 2012-07-01 | 2039-08-01 | 5.3913 | - | IPCA
| SE Elev. Usina de Curemas (1) | - | PB | - | - | (*) | - | -
| SE Elev. Usina de Sobradinho (1) | - | BA | - | - | (*) | - | -
| SE Elev. Usina Casa Nova II (1) | - | BA | - | - | (*) | - | -
| SE Elev. Usina Casa Nova III (1) | - | BA | - | - | (*) | - | -
Furnas | B.DESPACHO 3 | - | MG | 2009-01-28 | 2039-01-28 | 1.5759 | - | IPCA
| BATEIAS | - | PR | 2001-05-09 | 2031-05-09 | 9.7259 | - | IGPM
| CAMPOS (2) | - | RJ | 2005-05-04 | 2035-05-04 | 1.9587 | - | IGPM
| IBIUNA | 2250 | SP | 2001-05-09 | 2031-05-09 | 67.3836 | - | IGPM
| ITAPETI | - | SP | 2006-04-27 | 2036-04-27 | 5.3483 | - | IPCA
| LINHARES (3) | 150 | ES | 2018-08-14 | 2040-07-11 | 4.3144 | - | IPCA
| MACAE MERCHAN | - | RJ | 2005-05-04 | 2035-05-04 | 2.6022 | - | IGPM
| NORDESTE | - | SP | 2006-04-27 | 2036-04-27 | 1.7828 | - | IPCA
| OURO PRETO 2 (4) | - | MG | 2009-01-28 | 2039-01-28 | 0.65384 | - | IPCA
| PIRINEUS | - | GO | - | - | 0.49677 | - | IPCA
| TIJUCO PRETO | - | SP | 2006-04-27 | 2036-04-27 | 4.2296 | - | IPCA
| U. MASCARENHAS | - | ES | 2018-08-14 | 2040-07-11 | 0.42684 | - | IPCA
| XAVANTES (4) | - | GO | - | - | 0.49677 | - | IPCA
| ZONA OESTE | 1200 | RJ | 2012-05-10 | 2042-05-10 | 9.3027 | - | IPCA
Amazonas G&T | CRIST. ROCHA | - | AM | 2016-11-06 | without definition | 0.74153 | - | IPCA
| JORGE TEIXEIRA | 300 | AM | 2014-05-28 | without definition | 12.8557 | - | IPCA
| LECHUGA | - | AM | 2014-08-24 | without definition | 3.8817 | - | IPCA
| MANAUS | 450 | AM | 1989-02-09 | without definition | 16.559 | - | IPCA
| MAUA III | 600 | AM | 2014-05-30 | without definition | 13.4408 | - | IPCA
| PRES FIGUEIREDO | 15 | AM | 1998-09-13 | without definition | 0.98594 | - | IPCA
| UHE BALBINA | - | AM | 1989-02-09 | without definition | 0.83679 | - | IPCA
Eletrosul | ABDON BATISTA | 0 | SC | 2015-01-25 | 1935-03-01 | 0.49787 | - | IGPM
| BIGUACU | 2016 | SC | 2008-04-01 | 1935-03-01 | 46.1252 | - | IGPM
| BLUMENAU | 0 | SC | 1979-04-20 | 1935-03-01 | 8.3411 | - | IGPM
| C.NOVOS | 0 | SC | 1982-09-11 | 1935-03-01 | 8.3574 | - | IGPM
| CASCAVEL OEST | 0 | PR | 2005-10-31 | 2034-02-18 | 6.1774 | - | IGPM
| CAXIAS SUL 6 | 330 | RS | 2012-08-01 | 1940-10-01 | 4.5807 | - | IPCA
| CV URUGUAIANA | 239.7 | RS | 1994-09-01 | 2021-07-01 | 10.7539 | - | IPCA
| FOZ DO CHAPECO | 150 | RS | 2012-12-01 | 1941-06-01 | 5.2682 | - | IPCA
| GARIBALDI 1 | 0 | RS | 2013-05-08 | 2040-10-06 | 0.5462 | - | IPCA
| GUARITA | 0 | RS | 1977-05-01 | 1941-06-01 | 0.11433 | - | IPCA
| IJUI 2 | 166 | RS | 2013-04-01 | 1940-10-01 | 3.7955 | - | IPCA
| IVAIPORA | 0 | PR | 1982-05-03 | 2034-02-18 | 11.8427 | - | IGPM
| IVINHEMA 2 | 300 | MS | 2016-01-01 | 1944-01-01 | 3.5423 | - | IPCA
| L.GRANDE | 150 | RS | 2012-11-01 | 1940-10-01 | 3.6492 | - | IPCA
| MISSOES | 150 | RS | 2010-11-01 | 1939-01-01 | 5.2166 | - | IPCA
| MONTE CLARO | 0 | RS | 2004-09-27 | 2040-10-06 | 0.57013 | - | IPCA
| N. PETROPOLIS 2 | 166 | RS | 2012-11-01 | 1940-10-01 | 4.3822 | - | IPCA
| NOVA STA RITA - AMPLIAÇÃO | 672 | RS | 2013-12-01 | 2036-04-27 | 5.3504 | - | IPCA
| PRE.MEDICI | 0 | RS | 2008-03-17 | 2038-03-17 | 0.39503 | - | IPCA
| S.SANTIAGO | 0 | PR | 1980-12-01 | 2034-02-18 | 5.6741 | - | IGPM
| SANTA CRUZ 1 | 0 | RS | 1999-12-23 | 2038-03-17 | 0.33746 | - | IPCA
| XANXERE | 0 | SC | 1975-10-11 | 1941-06-01 | 0.22866 | - | IPCA
(1) The Subtations: Elev. Plant of Curemas, SE Elev. Sobradinho Plant, SE Elev. Term Plant. Camaçari are not part of the transmission contracts. These enterprises do not have right to AAR.
(2) It is part of Contract 062/2001. Referring to the enterprise associated with SS CAMPOS, ONS issued TLD ONS / 201/11/2018 and TLD ONS / 200/11/2018, recognizing the beginning of commercial operation on November 5, 2018.
(3) 50 MVAs reserve not added according to DTEI guidance.
(4) Transformers in third party facilities.
* These substations with MVA value in "Substations - Enterprises renewed under the terms of Law 12,783/13" are also listed here because they have their own AAR and O&M.

## Employees
IX. Employees - Effective Headcount
IX.1 By Department
Eletrobras companies | Administrative | Operational | Total
Holding | 744 | 0 | 744
Cepel | 58 | 250 | 308
Eletronorte | 767 | 1778 | 2545
Chesf | 1201 | 2509 | 3710
Furnas | 884 | 2051 | 2935
Eletronuclear | 361 | 1340 | 1701
Eletrosul | 418 | 660 | 1078
CGTEE | 72 | 267 | 339
Amazonas GT | 93 | 325 | 418
Itaipu Binacional | 970 | 373 | 1343
Eletropar | 4 | 0 | 4
Total | 5572 | 9553 | 15125
IX.2 Complementary Workforce
Eletrobras companies | 1Q19 | 2Q19 | 3Q19
Holding | 0 | 0 | 0
Cepel | 0 | 0 | 0
Eletronorte | 0 | 0 | 0
Chesf | 0 | 0 | 0
Furnas | 1046 | 1045 | 1044
Eletronuclear | 0 | 0 | 0
Eletrosul | 0 | 0 | 0
CGTEE | 140 | 140 | 140
Amazonas GT | 15 | 15 | 0
Itaipu Binacional | 0 | 0 | 740
Eletropar | 0 | 0 | 0
Total | 1201 | 1200 | 1924

## Total Investments Budget
VI. Investments Eletrobras Companies
VI.1 Total Investment – R$ Million
Generation - Expansion | 1Q19 | 2Q19 | 3Q19 | 2019 Budget
Eletrobras | 0 | 0 | 0 | 0
Eletronorte | 0.052556 | 0.11292 | 0.031007 | 11.984
Chesf | 0 | 0 | 0 | 0
Furnas | 11.7036 | 23.3579 | 34.4756 | 252.8329
Eletronuclear | 0.23475 | 0 | 0.006459 | 1.8455
Eletrosul | 0 | 0 | 0 | 5.1087
CGTEE | 0 | 0 | 0 | 0
Amazonas GT | 0 | 0 | 0 | 0
Generation - Implementation | 1Q19 | 2Q19 | 3Q19 | 2019 Budget
Eletrobras | 0 | 0 | 0 | 0
Eletronorte | 0 | 0 | 0 | 0
Chesf | 0.70725 | 1.644 | 3.7236 | 75.6537
Furnas | 4.3136 | 3.0076 | 4.8673 | 13.3092
Eletronuclear | 21.0814 | 101.2476 | 78.0726 | 887.845
Eletrosul | 0 | 0 | 0 | 0
CGTEE | 0 | 0 | 0 | 0
Amazonas GT | 0 | 0 | 0 | 0
Generation - Maintenance | 1Q19 | 2Q19 | 3Q19 | 2019 Budget
Eletrobras | - | - | - | 0
Eletronorte | 1.5771 | 1.0116 | 3.9886 | 17.4508
Chesf | 5.9335 | 14.321 | 9.0506 | 179.6248
Furnas | 5.3148 | 13.5768 | 12.5692 | 78.8993
Eletronuclear | 23.8743 | 58.8529 | 23.9595 | 315.5794
Eletrosul | 0.19563 | 0.40577 | 0.11418 | 12.9651
CGTEE | 128.8522 | 32.895 | 23.862 | 300.4364
Amazonas GT | 0.40319 | 0.15508 | 1.5419 | 19.571
Generation – Partnership Investments | 1Q19 | 2Q19 | 3Q19 | 2019 Budget
Eletrobras | - | 6.86 |  | 45
Eletropar | - | - |  | 0
Eletronorte | 49.784 | 28.8944 | 49.98 | 76.355
Chesf | 56.3553 | 71.4956 | 73.9105 | 314.181
Furnas | 3 | 15.8838 | 1.7419 | 24.255
Eletrosul | 10.4 | 27.2838 | 16.1419 | 194.0729
Transmission - Expansion | 1Q19 | 2Q19 | 3Q19 | 2019 Budget
Eletrobras | - | - | - | 0
Eletronorte | 11.2609 | 15.389 | 19.9119 | 168.5861
Chesf | 38.2079 | 97.5901 | 63.3471 | 750.0862
Furnas | 54.0717 | 21.1515 | 28.118 | 361.4178
Eletrosul | 6.2481 | 11.5817 | 8.7195 | 109.6619
Amazonas GT | 3.3058 | 4.6423 | 2.5855 | 9.359
Transmission - Maintenance | 1Q19 | 2Q19 | 3Q19 | 2019 Budget
Eletrobras | - | - | - | 0
Eletronorte | 4.0455 | 14.2676 | 4.9085 | 63.4639
Chesf | 4.4353 | 21.4159 | 21.1672 | 407.9185
Furnas | - | 39.041 | 19.8081 | 259.0274
Eletrosul | 0.009918 | 0.31506 | 0.34773 | 4.89
Amazonas GT | - | - | 0 | 0
Transmission – Partnership Investments | 1Q19 | 2Q19 | 3Q19 | 2019 Budget
Eletrobras | - | - | - | 0
Eletropar | - | - | - | 0
Eletronorte | - | - | - | 329.3905
Chesf | - | - | - | 40
Furnas | 39.92 | 0 | 24.95 | 0
Eletrosul | 0.19512 | 0.19512 | 0.11363 | -
Others (1) | 1Q19 | 2Q19 | 3Q19 | 2019 Budget
Eletrobras | 0.10454 | 0.084202 | 0.01613 | 7.844
Eletropar | - | - | - | 0
Eletronorte | 0.76372 | 1.6134 | 0.88652 | 42.5836
Chesf | 8.0813 | 7.2456 | 12.9484 | 132.0359
Furnas | 11.7238 | 21.4096 | 20.5715 | 98.7353
Eletronuclear | 3.2177 | 0.26415 | 1.7872 | 26.3523
Eletrosul | 3.6484 | 1.9643 | 1.0119 | 46.09
CGTEE | - | - | 0.25071 | 0
Amazonas GT | 1.4931 | 0.48701 | 2.2775 | 8.7412
(1) Others are: Environmental quality, infrastructure, "Luz Para Todos" (Light For All Program) and technological development.

## Invest Integral Gener
VI.2 New Investments
VI.2.1 Generation
VI.2.1.1 Integral Responsibility
Eletrobras Companies | Plant | Location (State) | Investiment (R$ Million) |  | Installed Capacity (MW) | Energy Assured (MW Average) | Beginning of Operation | Beginning of Construction | End of Concession | RCE |  | FCE
|  |  | Total | Realized | [5 empty] | MW Avg | Avg Price (R$/MWh) | MW Avg
Chesf (1) (2) (3) | WPP Casa Nova I | BA | 800 | 692.8 | 180 | 61.4 | - | 2012-05-01 | - | - | - | -
Eletronuclear (4) (5) (6) | Angra 3 | RJ | 21223.2 | 7142.7 | 1405 | 1214.2 | 2026-01-01 | 2009-11-01 | 2065-12-01 | - | - | -
Furnas (7) (8) (9) | TPP Mauá 3 | RJ | 677 | 151.9129 | 150 | 120.36 | 2021-04-01 | 2018-04-01 | - | - | - | -
(1) Enterprise participated in Auction 007/2010, but the grant was not obtained because LP was questioned by EPE.
(2) Construction paralyzed, due to the judicial reorganization of the leading company of Consórcio Construtora (up to the present moment). The strategy underway is to subdivide Casa Nova I (180 MW) into 7 parks (Casa Nova A, B, ... G). For the Casa Nova A and Casa Nova B conclusion (18 x 1.5 MW = 27 MW), which is in a more advanced stage of construction, it is in the due diligence process to raise the missing items to conclude the hiring phase. In September / 2018 the preliminary report on due diligence was delivered. The final Commercial Technical Report is expected to be delivered in October / 2018, including the scope and budget for completing parks A and B. The current forecast is for park A to be started in 2018 and completed in 2019 and park B to be initiated in 2019 and completed in 2020. For the wind farms Casa Nova C, D, E, F and G, the predictions are that they be concluded via SPEs, after the Public Call for the selection of partners.
(3) Wind farm project without grants and not-traded energy
(4) On December 1, 2018, the direct cost budget approved by the Executive Board is R $ 21,223.2 billion according to Resolution RDE 1434.002/18 of 11/06/2018. CNPE Resolution No. 14, dated 10.09.2018 - D.O.U dated 10.23.2018, changed the reference price of Plant 3 tariff to the amount of R $ 480.00 / MWh and determined a series of procedures for the viability of the Enterprise.
(5) The go live date changed to 01/01/2026 according to RDE 1434.002 / 18 of 11/06/2018.
(6) No operating license for Angra 3. It is considered 40 years from 01.01.2026 by analogy with Angra 2.
(7) The capacity of 500 MW excludes GUs 3 and 4, whose commercial operation is temporarily suspended by Aneel, according to Order No. 3,263/19. However, it includes the capacity of 150 MW not yet available due to the delay in expansion works. In the end, GUs 11 and 21 will operate in a cycle combined with UGs 1 and 2. The physical guarantee (assured energy) of 401.2 MW is related to the installed capacity of 500 MW.
(8) Investment amounts are in country currency.
(9) The Santa Cruz Plant had 351 MW average traded in the RCE at the 5th Energia Nova Auction. However, through the Energia Nova MCSD, contracts were reduced by 30% from 2018 (245.7 MW avg) - being fully serviced by current units in commercial operation. Thus, the Assured Energy related to the combined cycle is not contracted.

## SPE's Generation
VI.2.1.2 Special Purpose Entities
SPE | Plant | Eletrobras Companies (%) | Location (State) | Installed Capacity (MW) | Percentage | Energy Assured (MW) | Beginning of Operation | Beginning of Construction | End of Concession | Investment (R$ Million) |  | Working Schedule (%) | Partners | RCE |  | FCE
[10 empty] | Total | Realized |  |  | MW Average | Price Avg (R$/MWh) | MW Average
Norte Energia S.A. (1) | UHE Belo Monte | Eletronorte (19,98%) Chesf (15%) Eletrobras Holding (15%) | PA | 11233.1 | 15 | 4571 | 2016-04-01 | 2011-08-01 | 1945-08-01 | 42643.8238 | 42643.8238 | 99.63% | Eletrobras Holding (15,00%) Chesf (15,00%) Eletronorte (19,98%) Privados (50,02%) | 70 | 130.53 | 30%
Cia. Energética Sinop S.A. | UHE Sinop | Eletronorte (24,5%) Chesf (24,5%) | MT | 401.88 | 24.5 | 242.8 | 2019-09-01 | 2014-03-01 | 1949-02-01 | 3947.64 | 3165.05 | 99.99% | Chesf (24,5%) Eletronorte (24,5%) EDFNF (51,00%) | 88.9% | 127.3 | 11.1%
Acauã Energia S.A. | UEE Acauã | Chesf (99,93%) | BA | 6 | 0.245 | 3.1 | 2019-08-01 | 2015-04-01 | 1949-04-01 | 47.26 | 47.26 | 100% | Sequóia (0,00668%) | - | - | -
Arapapá Energia S.A. | UEE Arapapá | Chesf (99,9%) | BA | 4 | 99.96 | 2.2 | 2019-12-01 | 2015-04-03 | 1949-04-01 | 35.327 | 35.052 | 100% | Sequóia (0,1%) | - | - | -
Caititu 2 Energia S.A. | UEE Caititu 2 | Chesf (99,96%) | BA | 10 | 99.9 | 5.1 | 2019-09-01 | 2015-04-04 | 1949-04-01 | 69.765 | 69.765 | 86.8% | Sequóia (0,04%) | - | - | -
Caititu 3 Energia S.A. | UEE Caititu 3 | Chesf (99,96%) | BA | 10 | 99.96 | 4.7 | 2019-10-01 | 2015-04-05 | 1949-04-01 | 68.195 | 68.195 | 86.4% | Sequóia (0,04%) | - | - | -
Carcará Energia S.A. | UEE Carcará | Chesf (99,96%) | BA | 10 | 99.96 | 4.6 | 2019-11-01 | 2015-04-06 | 1949-04-01 | 74.35 | 73.2 | 85.9% | Sequóia (0,04%) | - | - | -
Corrupião 3 Energia S.A. | UEE Corrupião 3 | Chesf (99,96%) | BA | 10 | 99.96 | 4.2 | 2019-11-01 | 2015-04-07 | 1949-04-01 | 72.205 | 70.54 | 85.9% | Sequóia (0,04%) | - | - | -
Teiú 2 Energia S.A. | UEE Teiú 2 | Chesf (99,95%) | BA | 8 | 99.95 | 4.2 | 2019-12-01 | 2015-04-08 | 1949-04-01 | 56.02 | 56.02 | 100% | Sequoia (0,05%) | - | - | -
Papagaio Energia S.A. | UEE Papagaio | Chesf (99,96%) | BA | 10 | 99.96 | 4.9 | 2019-08-01 | 2015-04-10 | 1949-05-01 | 75.955 | 75.955 | 100% | Sequóia (0,04%) | - | - | -
Tamanduá Mirim 2 Energia S.A. (2) | UEE Tamanduá Mirim 2 | Chesf (83,01%) | BA | 16 | 83.01 | 7.4 | 2019-09-01 | 2015-04-11 | 1949-06-01 | 128.92 | 126.0448 | 100% | Sequóia (16,99%) | - | - | -
Central Geradora Eólica Famosa I S.A. (3) (4) | Famosa I | Furnas (49%) | RN | 22.5 | 49 | 11.1 | - | - | mai/47 | - | - | - | PF Participações (51,00%) | 0 | 0 | 0
Central Geradora Eólica Pau Brasil S.A. (3) (4) | Pau Brasil | Furnas (49%) | CE | 15 | 49 | 7.7 | - | - | mar/47 | 0 | 0 | 0 | PF Participações (51,00%) | 0 | 0 | 0
Central Geradora Eólica Rosada S.A. (3) (4) | Rosada | Furnas (49%) | RN | 30 | 49 | 13.4 | - | - | 1948-05-01 | 0 | 0 | 0 | PF Participações (51,00%) | 0 | 0 | 0
Central Geradora Eólica São Paulo S.A. (3) (4) | São Paulo | Furnas (49%) | CE | 17.5 | 49 | 8.1 | - | - | mar/47 | 0 | 0 | 0 | PF Participações (51,00%) | 0 | 0 | 0
Energia dos Ventos V S.A. (4) (*) | São Januário | Furnas (100%) | CE | 21 | 100 | 9 | 2019-11-01 | 2019-07-01 | 1947-07-01 | 751.5 | 450.19 | 57.91% | 0 | N/A | N/A | 0
Energia dos Ventos VI S.A. (4) (*) | Nossa Senhora de Fátima | Furnas (100%) | CE | 30 | 100 | 12.8 | 2019-11-01 | 2019-05-01 | 1947-08-01 | 751.5 | 450.19 | 57.91% | 0 | N/A | N/A | 0
Energia dos Ventos VII S.A. (4) (*) | Jandaia | Furnas (100%) | CE | 27 | 100 | 14.1 | 2019-11-01 | 2019-06-01 | 1947-08-01 | 751.5 | 450.19 | 57.91% | 0 | N/A | N/A | 0
Energia dos Ventos VIII S.A. (4) (*) | São Clemente | Furnas (100%) | CE | 21 | 100 | 9.3 | 2019-11-01 | 2019-02-01 | 1947-07-01 | 751.5 | 450.19 | 57.91% | 0 | N/A | N/A | 0
Energia dos Ventos IX S.A. (4) (*) | Jandaia I | Furnas (100%) | CE | 24 | 100 | 9.9 | 2019-11-01 | 2019-04-01 | 1947-07-01 | 751.5 | 450.19 | 57.91% | 0 | N/A | N/A | 0
Bom Jesus Eólica S.A. (3) (4) | Bom Jesus | Furnas (49%) | CE | 18 | 49 | 8.1 | - | - | 1949-04-01 | 0 | 0 | 0 | Fundo de Investimento em Participações Caixa Milão (50,99%) Central Eólica Bom Jesus Ltda. (0,01%) | 0 | 0 | 0
Cachoeira Eólica S.A. (3) (4) | Cachoeira | Furnas (49%) | CE | 12 | 49 | 5 | - | - | 1949-04-01 | 0 | 0 | 0 | Fundo de Investimento em Participações Caixa Milão (50,99%) Central Eólica Cachoeira Ltda. (0,01%) | 0 | 0 | 0
Pitimbu Eólica S.A. (3) (4) | Pitimbu | Furnas (49%) | CE | 18 | 49 | 7.2 | - | - | 1949-03-01 | 0 | 0 | 0 | Fundo de Investimento em Participações Caixa Milão (50,99%) Central Pitimbu Ltda. (0,01%) | 0 | 0 | 0
São Caetano Eólica S.A. (3) (4) | São Caetano | Furnas (49%) | CE | 25.2 | 49 | 11 | - | - | 1949-04-01 | 0 | 0 | 0 | Fundo de Investimento em Participações Caixa Milão (50,99%) Central Eólica São Caetano Ltda. (0,01%) | 0 | 0 | 0
São Caetano I Eólica S.A. (3) (4) | São Caetano I | Furnas (49%) | CE | 18 | 49 | 7.7 | - | - | 1949-04-01 | 0 | 0 | 0 | Fundo de Investimento em Participações Caixa Milão (50,99%) Central Eólica São Caetano I Ltda. (0,01%) | 0 | 0 | 0
São Galvão Eólica S.A. (3) (4) | São Galvão | Furnas (49%) | CE | 22 | 49 | 9.5 | - | - | 1949-03-01 | 0 | 0 | 0 | Fundo de Investimento em Participações Caixa Milão (50,99%) Central Eólica São Galvão Ltda. (0,01%) | 0 | 0 | 0
Carnaúba I Eólica S.A. (3) (4) | Carnaúba I | Furnas (49%) | RN | 22 | 49 | 9.4 | - | - | 1949-07-01 | 0 | 0 | 0 | Fundo de Investimento em Participações Caixa Milão (50,99%) Central Eólica Carnaúba I Ltda. (0,01%) | 0 | 0 | 0
Carnaúba II Eólica S.A. (3) (4) | Carnaúba II | Furnas (49%) | RN | 18 | 49 | 7.3 | - | - | 1949-07-01 | 0 | 0 | 0 | Fundo de Investimento em Participações Caixa Milão (50,99%) Central Eólica Carnaúba II Ltda. (0,01%) | 0 | 0 | 0
Carnaúba III Eólica S.A. (3) (4) | Carnaúba III | Furnas (49%) | RN | 16 | 49 | 7.5 | - | - | 1949-07-01 | 0 | 0 | 0 | Fundo de Investimento em Participações Caixa Milão (50,99%) Central Eólica Carnaúba III Ltda. (0,01%) | 0 | 0 | 0
Carnaúba V Eólica S.A. (3) (4) | Carnaúba V | Furnas (49%) | RN | 24 | 49 | 10.1 | - | - | 1949-07-01 | 0 | 0 | 0 | Fundo de Investimento em Participações Caixa Milão (50,99%) Central Eólica Carnaúba V Ltda. (0,01%) | 0 | 0 | 0
Cervantes I Eólica S.A. (3) (4) | Cervantes I | Furnas (49%) | RN | 16 | 49 | 7.1 | - | - | 1949-07-01 | 0 | 0 | 0 | Fundo de Investimento em Participações Caixa Milão (50,99%) Central Eólica Cervantes I Ltda. (0,01%) | 0 | 0 | 0
Cervantes II Eólica S.A. (3) (4) | Cervantes II | Furnas (49%) | RN | 12 | 49 | 5.6 | - | - | 1949-07-01 | 0 | 0 | 0 | Fundo de Investimento em Participações Caixa Milão (50,99%) Central Eólica Cervantes II Ltda. (0,01%) | 0 | 0 | 0
Punaú I Eólica S.A. (3) (4) | Punaú I | Furnas (49%) | RN | 24 | 49 | 11 | - | - | 1949-07-01 | 0 | 0 | 0 | Fundo de Investimento em Participações Caixa Milão (50,99%) Central Eólica Punaú I Ltda. (0,01%) | 0 | 0 | 0
Geradora Eólica Arara Azul S.A.(4) (5) | Arara Azul | Furnas (90%) | RN | 27.5 | 90 | 10.7 | - | - | 1949-11-01 | - | 17.71 | 0 | Eólica Tecnologia Ltda (7,00%) Ventos Tecnologia Elétrica Ltda (2,99%) Central Eólica Arara Azul Ltda (0,01%) | 0 | 0 | 0
Geradora Eólica Bentevi S.A. (4) (5) | Bentevi | Furnas (90%) | RN | 15 | 90 | 5.7 | - | - | 1949-11-01 | - | 17.71 | 0 | Eólica Tecnologia Ltda (7,00%) Ventos Tecnologia Elétrica Ltda (2,99%) Central Eólica Bentevi Ltda (0,01%) | 0 | 0 | 0
Geradora Eólica Ouro Verde I S.A. (4) (5) | Ouro Verde I | Furnas (90%) | RN | 27.5 | 90 | 10.7 | - | - | 1949-11-01 | - | 17.71 | 0 | Eólica Tecnologia Ltda (7,00%) Ventos Tecnologia Elétrica Ltda (2,99%) Central Eólica Ouro Verde I Ltda (0,01%) | 0 | 0 | 0
Geradora Eólica Ouro Verde II S.A.(4) (5) | Ouro Verde II | Furnas (90%) | RN | 30 | 90 | 11.2 | - | - | 1949-11-01 | - | 17.71 | 0 | Eólica Tecnologia Ltda (7,00%) Ventos Tecnologia Elétrica Ltda (2,99%) Central Eólica Ouro Verde II Ltda (0,01%) | 0 | 0 | 0
Geradora Eólica Ouro Verde III S.A.(4) (5) | Ouro Verde III | Furnas (90%) | RN | 25 | 90 | 9.4 | - | - | 1949-11-01 | - | 17.71 | 0 | Eólica Tecnologia Ltda (7,00%) Ventos Tecnologia Elétrica Ltda (2,99%) Central Eólica Ouro Verde III (0,01%) | 0 | 0 | 0
Geradora Eólica Ventos de Santa Rosa S.A.(4) (5) | Santa Rosa | Furnas (90%) | CE | 20 | 90 | 8.4 | - | - | 1949-10-01 | - | 8.2 | 0 | Eólica Tecnologia Ltda (7,00%) Ventos Tecnologia Elétrica Ltda (2,99%) Central Eólica Santa Rosa Ltda (0,01%) | 0 | 0 | 0
Geradora Eólica Ventos de Uirapuru S.A.(4) (5) | Uirapuru | Furnas (90%) | CE | 28 | 90 | 12.6 | - | - | 1949-10-01 | - | 8.2 | - | Eólica Tecnologia Ltda (7,00%) Ventos Tecnologia Elétrica Ltda (2,99%) Central Eólica Uirapuru Ltda (0,01%) | 0 | 0 | 0
Geradora Eólica Ventos do Angelim S.A.(4) (5) | Ventos de Angelim | Furnas (90%) | CE | 24 | 90 | 10.3 | - | - | 1949-11-01 | - | 8.2 | - | Eólica Tecnologia Ltda (7,00%) Ventos Tecnologia Elétrica Ltda (2,99%) Central Eólica Angelim Ltda (0,01%) | 0 | 0 | 0
Consórcio Serra do Mel (5) | Serra do Mel I | Furnas (90%) | RN | 28 | 90 | 13 | - | - | 1949-11-01 | - | - | - | Eólica Tecnologia Ltda (9,99%) Gestamp Eólica Brasil S.A. (0,01%) | 0 | 0 | 0
Consórcio Serra do Mel(5) | Serra do Mel II | Furnas (90%) | RN | 28 | 90 | 12.8 | - | - | - | - | - | - | Eólica Tecnologia Ltda (9,99%) Gestamp Eólica Brasil S.A. (0,01%) | 0 | 0 | 0
Consórcio Serra do Mel (5) | Serra do Mel III | Furnas (90%) | RN | 28 | 90 | 12.5 | - | - | - | - | - | - | Eólica Tecnologia Ltda (9,99%) Gestamp Eólica Brasil S.A. (0,01%) | 0 | 0 | 0
Geradora Eólica Itaguaçu da Bahia SPE S.A (4) (5) | Itaguaçu da Bahia | Furnas (98%) | BA | 28 | 98 | 0 | - | - | 1949-09-01 | - | 4.91 | - | Casa dos Ventos Energias Renováveis S.A. (2,00%) | 0 | 0 | 0
Geradora Eólica Ventos de Santa Luiza SPE S.A (4) (5) | Ventos de Santa Luiza | Furnas (98%) | BA | 28 | 98 | 14.2 | - | - | 1949-09-01 | - | 4.91 | 0 | Casa dos Ventos Energias Renováveis S.A. (2,00%) | 0 | 0 | 0
Geradora Eólica Ventos de Santa Madalena SPE S.A (4) (5) | Ventos de Santa Madalena | Furnas (98%) | BA | 28 | 98 | 14.7 | - | - | 1949-09-01 | - | 4.91 | 0 | Casa dos Ventos Energias Renováveis S.A. (2,00%) | 0 | 0 | 0
Geradora Eólica Ventos de Santa Marcella SPE S.A (4) (5) | Ventos de Santa Marcella | Furnas (98%) | BA | 28 | 98 | 13.6 | - | - | 1949-09-01 | - | 4.91 | 0 | Casa dos Ventos Energias Renováveis S.A. (2,00%) | 0 | 0 | 0
Geradora Eólica Ventos de Santa Vera SPE S.A (4) (5) | Ventos de Santa Vera | Furnas (98%) | BA | 28 | 98 | 15.2 | - | - | 1949-09-01 | - | 4.91 | 0 | Casa dos Ventos Energias Renováveis S.A. (2,00%) | 0 | 0 | 0
Geradora Eólica Ventos de Santo Antônio SPE S.A (4) (5) | Ventos de Santo Antônio | Furnas (98%) | BA | 28 | 98 | 16.1 | - | - | 1949-09-01 | - | 4.91 | 0 | Casa dos Ventos Energias Renováveis S.A. (2,00%) | 0 | 0 | 0
Geradora Eólica Ventos de São Bento SPE S.A (4) (5) | Ventos de São Bento | Furnas (98%) | BA | 28 | 98 | 14.4 | - | - | 1949-09-01 | - | 4.91 | 0 | Casa dos Ventos Energias Renováveis S.A. (2,00%) | 0 | 0 | 0
Geradora Eólica Ventos de São Cirilo SPE S.A (4) (5) | Ventos de São Cirilo | Furnas (98%) | BA | 28 | 98 | 14.7 | - | - | 1949-09-01 | - | 4.91 | 0 | Casa dos Ventos Energias Renováveis S.A. (2,00%) | 0 | 0 | 0
Geradora Eólica Ventos de São João SPE S.A (4) (5) | Ventos de São João | Furnas (98%) | BA | 28 | 98 | 15 | - | - | 1949-09-01 | - | 4.91 | 0 | Casa dos Ventos Energias Renováveis S.A. (2,00%) | 0 | 0 | 0
Geradora Eólica Ventos de São Rafael SPE S.A (4) (5) | Ventos de São Rafael | Furnas (98%) | BA | 28 | 98 | 13.8 | - | - | 1949-09-01 | - | 4.91 | 0 | Casa dos Ventos Energias Renováveis S.A. (2,00%) | 0 | 0 | 0
(1) 22 generating units in commercial operation summing up 10,010.86 MW in commercial operation.
(2) Assured Energy amended by MME Ordinance 335/2017.
(3) The enterprises that participated in the Competitive Mechanism of Hiring-undone Energy Reserve of 2017, (Decree 9,019/2017) and were successful. The result of the process mentioned before and the return of the grants by ANEEL was approved, except for Famosa 1, which is still under regularization process by ANEEL.
(4) Brasil Ventos holds 100% stock participation in Complexo Fortim ventures, 90% in Complexo Famosa III and Acaraú ventures; It holds 49% stock participation in Complexo Famosa, 98% in Complexo Itaguaçu da Bahia and 49% in Complexo Baleia e Punaú.
(5) Complexos de Acaraú, Serra do Mel, Famosa III and Itaguaçu had its energy hiring fully undone in Mechanism of Compensation of Surpluses and Deficits - MCSD - Permanent Reduction. (Normative Resolution ANEEL nº 693, of December 15, 2015). Furnas has already requested the revocation, without penalties, of the concessions of the projects which had the hiring undone in this Mechanism, but still awaits response from Aneel. In addition, as approved by the Furnas Board of Directors, the consortiums of the Serra do Mel I, II and III Projects were notified of Furnas' decision to extinguish the Consortium.
(*) It was considered the evolution of civil works for the whole complex, since the entrepreneur does not follow the physical progress per park.

## Integral Lines Transmission
VI.2.2 Transmission
VI.2.2.1 Integral Responsibility
VI.2.2.1.1 Transmission Lines
Eletrobras Companies | (From - To) | Total Investment (R$ Million) | Total of Investments Made (R$ Million) | Lines Extension (km) | Tension (kV) | Beginning of Operation | End of Concession | AAR* (R$ Million)
Eletronorte (1)(2)(3)(4) | TL Utinga/Castanhal 230KV - Recapacitação | 4.5 | 5 | 69.27 | 230 | 2019-07-11 | 2047-07-01 | 623368.38
Chesf | Funil-Itapebi C3 | n/a | n/a | 223 | 230 | 2020-11-01 | 1937-04-01 | *
| Pau Ferro-Santa Rita II | n/a | n/a | 85 | 230 | 2020-04-30 | 1939-08-01 | *
| Paraíso-Açu II | n/a | n/a | 123 | 230 | 2020-07-31 | 1940-11-01 | *
| Açu II-Mossoró II | n/a | n/a | 69 |  | 2020-07-31 | 1940-11-01 | *
| Recife II-Suape II C2 | n/a | n/a | 44 | 500 | 2021-01-01 | 1941-12-01 | *
| Camaçari IV-Sapeaçu | n/a | n/a | 105 | 500 | 2021-09-01 | 1941-12-01 | *
| Sapeaçu-Sto.Antonio de Jesus C3 | n/a | n/a | 31 | 230 | 2020-11-01 | 1941-12-01 | *
| Camaçari IV-Pirajá | n/a | n/a | 45 | 230 | 2019-12-01 | 1942-05-01 | *
| Pituaçú-Pirajá | n/a | n/a | 5 | 230 | 2019-12-01 | 1942-05-01 | *
| Russas II-Banabuiu C2 | n/a | n/a | 110 | 230 | 2019-12-17 | 1942-06-01 | *
Eletrosul | TL 230 kV FARROUPILHA - MONTE CLARO** | 0.13167 | 0 | 0 | 230 | 2020-02-01 | 1942-12-31 | 0.11966
| TL 230 kV J.LACERDAB - PALHOCA | 0.30873 | 0.0030706 | 0 | 230 | 2019-12-01 | 1942-12-31 | 0.043508
| TL 230 kV BIGUACU- J.LACERDA-B | 1.5045 | 0.32132 | 0 | 230 | 2020-04-01 | 1942-12-31 | 0.21323
(1) Total investment amount based on the Enterprise's Business Plan.
(2) Investment R$ 4,030,722.00 made considering June/16 prices pursuant to REA 6,406/2017. Investment updated considering September/19 prices, R$ 4,508,942.54.
(3) The end of concession is according Annex I of REA 6,406/2017.
(4) RAP of R$ 557,253.64 considering June/2016 prices under REA 6,406/2017. Updated RAP, considering September/2019 prices, R$ 623,368.38.
* AAR expected after construction's conclusion, energization, and issuance of the Definitive Release Term (DRT) by ONS;

## Integral Substations
VI.2.2.1.2 Substations
Eletrobras Companies | SS | Total Investment (R$ Million) | Transformation Capacity (MVA) | Location (State) | Beginning of Operation | End of Concession | AAR (R$ Million)
Eletronorte (1) (2) (3) (4) (5) (6) (7) (8) (9) | SS Vilhena - Installation of capacitors in series | 27.5045 | 115 | RO | 2019-01-01 | 20, 22, 23, 31 and 33 years | 3.9635
| SS Miranda II - Installation of 2nd Transformer | 53.1469 | 3x150 | MA | 2019-03-01 | 19, 24, 26, 32 and 35 years | 6.6184
| SS Coxipó - Installation of Spare Transformer | 9.3344 | 150 MVA | MT | 2019-07-01 | 34, 24, 22 and 34 years | 1.4847
Chesf (10) | SS 230/138 kv Poções II | n/a | 200 | BA | 2019-10-29 | 1942-05-01 | *
| SS 230/69 kv Pirajá | n/a | 360 | BA | 2019-12-30 | 1942-05-01 | *
Eletrosul | SS Farroupilha - Implementation of the 3rd transformer 230/69 kV and connections. | 20.1787 | 88 | RS | 2020-10-20 | 1942-12-31 | 2.7798
| SS BLUMENAU - Installation of the 2nd Bar Reactor Bank 525 kV | 18.2268 | 150 | SC | 2020-07-09 | 1942-12-31 | 3.9443
| SS AREIA - double bar arrangement and protective installation | 13.23 | - | PR | 2021-03-01 | 1942-12-31 | 1.8595
| SS LONDRINA - Installation of the 1st and 2nd Bar Reactors Banks (Single-phase) 525 kV - 150 Mvar and connections | 36.0952 | - | PR | 2020-07-09 | 1942-12-31 | 8.1049
| SS IJUÍ - Installations of the 3rd Transformer | 14.1958 | 83 | RS | 2020-07-09 | 1942-12-31 | 1.7268
| SS DESTERRO -Installation of the 1st and the 2nd Bar Reactor Bank 230 kV (2x50Mvar) | 19.9023 | - | SC | 2020-12-28 | 1942-12-31 | 2.9355
| SS PALHOÇA - Substitution of 84 MVA transformer for 150 MVA. | 9.5253 | 66 | SC | 2021-12-28 | 1942-12-31 | 1.5187
| SS PALHOÇA J - Subtitution of TF2 and TF3 transformers for 150 MVA ones. | 21.6344 | 150 | SC | 2021-12-28 | 1942-12-31 | 3.4663
| SS Curitiba - circuit breakers replacement | 2.4612 | - | PR | 2020-12-01 | 1942-12-01 | 0.26966
| SS Siderópolis: Reinforcements (REA 7,528/2018) | 12.2029 | - | SC | 2021-06-28 | 1942-12-01 | 0.85315
| SS LONDRINA COPEL - Expansion ELETROSUL | 12.2411 | - | PR | 2021-01-30 | 1942-12-01 | 2.1121
| SS Joinville - “L” Expansion | 38.5388 | - | SC | 2022-01-30 | 1942-12-01 | 6.2176
(1) Investment R$ 24,663,666.48 at June/16 prices under REA 6,421 / 2017. Investment updated at September/19 prices, R$ 27,504,530.20
(2) Investment R$ 47.657.485,03 at June/16 prices under REA 6.515/2017. Investment updated at September/19 prices, R$ 53,146,872.16.
(3) Investment R$ 7,632,844.16 at June/15 prices under REA 8,161/2019. Investment updated at September/19 prices, R$ 9,334,361.93.
(4) The end of the concession is in accordance with Annex I of REA 6,421 / 2017.
(5) The end of the concession is in accordance with Annex I of REA 6,515 / 2017.
(6) The end of the concession is in accordance with Annex I of REA 8,161/2019.
(7) AAR of R$ 3,554,159.34 at June / 2016 prices under REA 6,421 / 2017. RAP updated at June / 19 prices, R$ 3,963,542.18.
(8) AAR of R$ 5,934,776.76 at June / 2016 prices under REA 6,515 / 2017. RAP updated at June / 19 prices, R$ 6,618,369.00
(9) Historical value realized until September 30, 2019.
(10) The AAR of Substations is being informed jointly with the TLs, according to the concession contract.

## SPE's Trans Lines
VI.2.2.2 Special Purpose Entities
VI.2.2.2.1 Transmission Lines
SPE | From - To | Eletrobras Companies (%) | Investment (R$ Million) |  | Lines Extension (km) | Tension (kV) | Beginning of Operation | End of Concession | AAR (R$ Million)
|  |  | Total (1) | Realized
Transnorte Energia S.A. | Eng. Lechuga - Equador Equador - Boa Vista | Eletronorte (49%) | 888.15 | 0 | 715 | 500 | 2020-10-04 | 2042-01-01 | 109.7417
Belo Monte Transmissora de Energia SPE S.A. | Linha de Transmissão em Corrente Contínua de ±800 kV Xingu - Estreito. | Eletronorte (24,5%) | - | - | 2092 | 800 | 2018-02-01 | 1944-06-01 | -
TDG Transmissora Delmiro Gouveia S.A. | LT São Luiz II/ São Luiz III | Chesf (49%) | 70 | 39 | 39 | 230 | 2020-09-01 | 1940-07-01 | 3
Mata de Santa Genebra Transmissora S.A. | Itatiba – Bateias Araraquara II - Itatiba Araraquara II - Fernaão Dias | Furnas (49,9%) | 2756 | 2043 | 414,26 222,59 249,60 | 500 | Aug/19 May/19 May/19 | 1944-05-01 | (3)
Energia dos Ventos V S.A. (2) | LT Fortim - Russas II | Furnas (100%) | - | - | 68 | 230 | 2019-11-01 | 2047-07-17 | -
(1) Value of Total Investment on the basis of the Business Plan of the enterprise.
(2) The total investment of TL is contained in the total investment of the Fortim Wind Complex.
(3) The total RAP of the project, pursuant to Resolution 2,556 of June 2019 contract 001/2014, provides R$ 243,500,254.69. However, it only receives RAP from SVC Santa Bárbara D'Oeste in the amount of R$ 12,564,613.00 informed on tab 8.3.
PS: Current values

## SPE's Substations
VI.2.2.2.2 Substations
SPE | SS | Eletrobras Companies (%) | Total Investment (R$ Million) | Transformation Capacity (MVA) | Location (State) | Beginning of Operation | End of Concession | AAR (R$ Million)
Transnorte Energia S.A. | SS Equador SS Boa Vista | Eletronorte (49%) | 338.16 | 800 | RR | 2015-01-27 | 1942-01-01 | 55.6928
TDG – Transmissora Delmiro Gouveia S.A. | SS – Pecém II, 500/230 kV; SS – Aquiraz, 230/69 kV | Chesf (49%) | 355 | 1,764 220.5 | PE | 2013-10-01 | 1940-07-01 | 31
Belo Monte Transmissora de Energia SPE S.A. | Switching Station CA/CC, 800 kV, 4.000 MW, near SS 500 kV Xingu; | Eletronorte (24,5%) | - | 4000 | PA | 2018-02-01 | 1944-06-01 | -
| Switching Station CA/CC, 800 kV, 3.850 MW, near SS 500 kV Estreito | Eletronorte (24,5%) | - | 3850 | MG | 2018-02-01 | 1944-06-01 | -
Mata de Santa Genebra Transmissora S.A. | SS Itatiba 500 kV, Static compensator; (-300,+300) Mvar | Furnas (49,9%) | - | - | SP | 2019-11-01 | 1944-05-01 | (2)
| SS 500/440 kV Fernão Dias 1.200 MVA - 1st Transformer Banks | Furnas (49,9%) | - | 1200 | SP | 2019-12-01 | 1944-05-01 | (2)
| SS 500/440 kV Fernão Dias 2.400 MVA 2nd and 3rd Transformer banks | Furnas (49,9%) | - | 2400 | SP | 2019-12-01 | 1944-05-01 | (2)
Energia dos Ventos V S.A. (1) | SS Fortim | Furnas (100%) | - | 140 | DF | 2019-11-01 | 2047-07-17 | -
ETAU | Expansion of SS Lagoa Vermelha II - 50 Mvar | Holding (27,42%) | 10272.677 | 10032.5496 | RS | 2018-09-01 | 1932-12-17 | 1.5071
(1) Based on Article 2 of Ordinance No. 432 of July 17, 2012, it should not consider AAR for the enterprise. It should be noted: The authorized company has entire responsibility to install the WPP São Januário 'Restricted Interest Transmission System' made up of: an Elevating Substation, next to the Plant, and a 69 kV Transmission Line, connecting the Elevating Substation to the 69 kV bus of 'Coleção Aracati II Substation', result of the Public Call nº 01/2012-ANEEL, in accordance with the applicable norms and regulations.
(2) The RAP value is not segregated and is reported in section 10.2.2.1.

## SPE's Operational Data
VII. SPEs Data
VII.1 Operational Data
VII.1.1 Generation
VII.1.1.1 Operational assets and generated energy
XI.1.1.1 Operational Assets and Generated Energy
SPE | Plant | Eletrobras Companies (%) | Location (State) | Installed Capacity(MW) | Energy Assured (MW Avg) | Generated Energy MWh |  |  | Beginning of Operation | End of Concession | RCE |  | FCE
[6 empty] | 1Q19 | 2Q19 | 3Q19 |  |  | MW Average (%) | Avg Price (R$/ MWh) | MW Average (%)
EAPSA - Energia Águas Da Pedra S.A. | UHE Dardanelos | Eletronorte (24,5%) Chesf (24,5%) | MT | 261 | 154.9 | 541000.11 | 474256.06 | 86841.87 | 2011-08-01 | 2043-01-01 | 100 | 221.22 | -
Brasventos Miassaba 3 Geradora de Energia S.A (1) | Parque Eólico Miassaba 3 (*) | Holding (49%) | RN | 68.47 | 22.84 | 24717.8 | 28015 | 26882.7404 | 2014-07-01 | 1945-08-19 | 96.32 | 254.21 | -
Brasventos Eolo Geradora de Energia S.A. (1) | Parque Eólico Rei dos Ventos 1 (*) | Holding (49%) | RN | 58.45 | 21.86 | 21399.5 | 21475 | 21384.4795 | 2014-07-01 | 1945-12-09 | 96.07 | 255.38 | -
Rei dos Ventos 3 Geradora de Energia S.A. (1) | Parque Eólico Rei dos Ventos 3 (*) | Holding (49%) | RN | 60.12 | 21.07 | 20449.1 | 25361 | 23789.7249 | 2014-07-01 | 2045-12-09 | 99.67 | 255.88 | -
ESBR Participações S.A. | UHE Jirau | Chesf (20%) Eletrosul (20%) | RO | 3750 | 2214 | 5880427.2 | 6640452 | 1691107.2 | 2013-09-01 | 1943-08-01 | 70.11 | 142.59 | 24.76
Norte Energia S.A. (2) | UHE B. Monte (3) | Chesf (15%) Eletronorte (19,98%) Eletrobras Holding (15%) | PA | 10010.86 | 4571 | 12232360.7624 | 9938869.4785 | 1758987.4586 | 2016-04-01 | 1945-08-01 | 70 | 130.53 | 30
V. de Santa Joana IX Energia Renováveis S.A. (4) | Santa Joana IX | Holding (49%) | PI | 29.6 | 15.8 | 12252.3336 | 24315.1744 | 40143.059 | 2015-08-01 | 2049-03-01 | 83.5443 | 149.23 | 16.4557
V. de Santa Joana X Energia Renováveis S.A. (4) | Santa Joana X | Holding (49%) | PI | 29.6 | 16 | 13329.6688 | 25797.9037 | 40292.8469 | 2015-07-01 | 2049-03-01 | 85 | 149.23 | 15
V. de Santa Joana XI Energia Renováveis S.A. (4) | Santa Joana XI | Holding (49%) | PI | 29.6 | 16 | 13049.3171 | 24736.4397 | 38691.2393 | 2015-07-01 | 2049-03-01 | 88.125 | 149.23 | 11.875
V. de Santa Joana XII Energia Renováveis S.A. (4) | Santa Joana XII | Holding (49%) | PI | 28.9 | 16.9 | 18353.2276 | 25175.8443 | 37169.0936 | 2015-07-01 | 2049-03-01 | 90.5325 | 149.23 | 9.4675
V. de Santa Joana XIII Energia Renováveis S.A. (4) | Santa Joana XIII | Holding (49%) | PI | 29.6 | 16 | 13888.6978 | 24319.1518 | 39316.852 | 2015-07-01 | 2049-03-01 | 83.75 | 149.23 | 16.25
V. de Santa Joana XV Energia Renováveis S.A. (4) | Santa Joana XV | Holding (49%) | PI | 28.9 | 16.2 | 17363.4209 | 27861.4247 | 42763.9163 | 2015-07-01 | 2049-03-01 | 92.5926 | 149.23 | 7.4074
V. de Santa Joana XVI Energia Renováveis S.A. (4) | Santa Joana XVI | Holding (49%) | PI | 28.9 | 17.4 | 17006.3859 | 28685.3847 | 45759.7622 | 2015-07-01 | 2049-03-01 | 87.931 | 149.23 | 12.069
V. de Santa Joana I Energia Renováveis S.A. (5) (6) | UEE Santa Joana I | Holding (49%) | PI | 28.9 | 15 | 14881.9295 | 26514.4325 | 42513.4149 | 2016-01-16 | 2049-06-01 | 98 | 178.84 | 2
V. de Santa Joana III Energia Renováveis S.A. (5) (6) | UEE Santa Joana III | Holding (49%) | PI | 29.6 | 13.4 | 11554.4739 | 20880.5419 | 35806.6043 | 2016-03-11 | 2049-06-01 | 100 | 178.84 | 0
V. de Santa Joana IV Energia Renováveis S.A. (5) | UEE Santa Joana IV | Holding (49%) | PI | 28.9 | 14.2 | 15370.4901 | 26940.4332 | 40835.6993 | 2016-01-16 | 2049-05-01 | 100 | 178.84 | 0
V. de Santa Joana V Energia Renováveis S.A. (5) | UEE Santa Joana V | Holding (49%) | PI | 28.9 | 15.7 | 13868.381 | 27732.4379 | 44038.0297 | 2016-01-22 | 2049-06-01 | 89.8089 | 178.84 | 10.1911
V. de Santa Joana VII Energia Renováveis S.A. (5) | UEE Santa Joana VII | Holding (49%) | PI | 27.2 | 14.9 | 14942.7868 | 26491.0768 | 43128.976 | 2016-01-22 | 2049-06-01 | 99.3289 | 178.84 | 0.67114
V. de Santo Augusto IV Energia Renováveis S.A. (5) | UEE Santo Augusto IV | Holding (49%) | PI | 28.9 | 15.5 | 14522.9008 | 26363.4794 | 41325.9391 | 2016-02-06 | 2049-06-01 | 99.3548 | 178.84 | 0.64516
U.E.E. Caiçara I S.A. (7) | UEE Caiçara I | Chesf (49%) | RN | 27 | 15.1 | 16328.57 | 19498.4773 | 33094.166 | 2015-11-01 | 1947-06-01 | 92.01 | 166.5 | 7.99
U.E.E. Caiçara II S.A. (7) | UEE Caiçara II | Chesf (49%) | RN | 18 | 9.6 | 11668.83 | 12857.6999 | 22633.8367 | 2015-11-01 | 1947-07-01 | 99.73 | 166.39 | 0.27
U.E.E. Junco I S.A. (7) | UEE Junco I | Chesf (49%) | RN | 24 | 13.1 | 14446.41 | 16756.0174 | 29615.837 | 2015-11-01 | 1947-07-01 | 95.24 | 167.66 | 4.76
U.E.E. Junco II S.A (7) | UEE Junco II | Chesf (49%) | RN | 24 | 13.3 | 14402.91 | 16800.5055 | 29615.6751 | 2015-11-01 | 1947-07-01 | 88.37 | 166.81 | 11.63
Angical 2 | UEE Angical 2 | Chesf (99,96%) | BA | 10 | 5.1 | - | - | - | 2019-09-01 | 1949-04-01 | - | - | -
Coqueirinho 2 | UEE Coqueirinho 2 | Chesf (99,96%) | BA | 16 | 7.4 | - | - | - | 2019-09-01 | 1949-05-01 | - | - | -
Companhia Energética Sinop S.A. (8) | UHE Sinop | Chesf (24,5%) Eletronorte (24,5%) | MT | 200.94 | 242.8 | 0 | 0 | 50654 | 2019-09-01 | 1950-01-01 | 88.9 | 127.3 | 11.1
Eólica Serra das Vacas I S.A. (9) | Serra das Vacas I | Holding (49%) | PE | 23.92 | 12.2 | 23381.5826 | 22432.1778 | 28153.5929 | 2015-12-18 | 1949-05-01 | 100 | 166.5 | 0
Eólica Serra das Vacas II S.A. (9) | Serra das Vacas II | Holding (49%) | PE | 22.3 | 10.7 | 21426.6582 | 18854.1824 | 25248.5755 | 2015-12-18 | 1949-06-01 | 92.5234 | 166.05 | 0.074766
Eólica Serra das Vacas III S.A. (9) | Serra das Vacas III | Holding (49%) | PE | 22.24 | 11.5 | 21195.146 | 19484.1882 | 24014.7212 | 2015-12-18 | 1949-06-01 | 95.6522 | 166.59 | 0.043478
Eólica Serra das Vacas IV S.A. (9) | Serra das Vacas IV | Holding (49%) | PE | 22.3 | 11.2 | 21680.9171 | 19888.1653 | 25360.546 | 2015-12-18 | 1949-06-01 | 93.75 | 166.67 | 0.0625
Enerpeixe S.A. | UHE Peixe Angical | Furnas (40%) | TO | 498.75 | 280.5 | 490711.4 | 388822.5 | 287648.0866 | 2006-06-01 | 2036-11-01 | 0 | 175.2262 | 100
Baguari Geração de Energia S.A. (10) | UHE Baguari | Furnas (15%) | MG | 140 | 84.7 | 55867.09 | 40185.96 | 21218.79 | 2009-09-01 | 2041-08-01 | 100 | 234.93 | 0
Retiro Baixo Energética S.A. (10) | UHE Retiro Baixo | Furnas (49%) | MG | 82 | 36.6 | 60043.72 | 38174.86 | 3848.51 | 2010-03-01 | 2041-08-01 | 100 | 234.93 | 0
Foz de Chapecó Energia S.A. (10) | UHE Foz de Chapecó | Furnas (40%) | RS/SC | 855 | 427.2 | 1198635.99 | 1010754.24 | 815196.53 | 2010-10-01 | 2036-11-01 | 100 | 170.77 | 0
Serra do Facão Energia S.A. | UHE Serra do Facão | Furnas (49,5%) | GO | 212.58 | 178.8 | 212947 | 120514 | 149295 | 2010-07-01 | 2036-11-01 | 63.64 | 250.36 | 35.15
Madeira Energia S.A. (11) | UHE Santo Antônio | Furnas (43,06%) | RO | 3568 | 2386.1 | 4464832.73 | 5214793 | 3020970 | 2012-03-01 | 2043-06-01 | 58.94 | 167.8466 | 41.27
Teles Pires Participações S.A. | UHE Teles Pires | Furnas (24,5%) Eletrosul (24,72%) | PA/MT | 1820 | 930.7 | 3354182.19 | 2620155.62 | 760677.221 | 2015-11-01 | 1946-06-01 | 64.82 | 127.0882 | 52.11
Tijoá Participações e Investimentos S.A. (12) | UHE Três Irmãos | Furnas (49,9%) | SP | 807.5 | 217.5 | 617949.54 | 220286.66 | 483041.18 | 1993-11-01 | 2044-09-09 | - | - | -
Empresa de Energia São Manoel S.A. (13) | UHE São Manoel | Furnas (33,33%) | MT/PA | 700 | 424.5 | 1058479 | 1067372.21 | 353506 | 2017-12-08 | 1949-04-01 | 73.6 | 119.36 | 24.02
Eólica Livramento S.A. (14) (15) | Parques eólicos de Cerro Chato IV, V, VI, Ibirapuitã e Trindade | Eletrosul (78%) | RS | 25.2 | 11.7 | 17353.8176 | 14664.8825 | 23431.8604 | 2015-08-01 | 1947-02-22 | - | - | 100
Santa Vitória do Palmar S.A. (16) | Parques eólicos Geribatu I a X | Holding (78,0%)(6) | RS | 258 | 109.5 | 148484.814 | 172314.7447 | 211921.565 | 2015-02-01 | 1947-04-01 | - | - | 100
Eólica –Chuí Holding S.A. (16) | Parques eólicos Chuí I a V, e Minuano I e II | Holding (78,0%)(6) | RS | 144 | 59.6 | 77768.6559 | 89920.232 | 109649.0971 | 2015-05-23 | 1947-04-01 | - | - | 100
Hermenegildo I S.A. (17) | Parques eólicos Verace 24 a 27 | Holding (99,99%)(6) | RS | 57.2743 | 24.9 | 38253.2886 | 41340.7257 | 49685.9802 | 2015-11-01 | 2049-06-01 | - | - | 100
Hermenegildo II S.A. (17) | Parques eólicos Verace 28 a 31 | Holding (99,99%)(6) | RS | 57.2743 | 25.3 | 33846.691 | 38805.6491 | 47614.012 | 2015-12-01 | 2049-06-01 | - | - | 100
Hermenegildo III S.A. (17) | Parques eólicos Verace 34 a 36 | Holding (99,99%)(6) | RS | 48.3252 | 21 | 28507.342 | 34152.9413 | 41194.0426 | 2015-12-01 | 2049-06-01 | - | - | 100
Chuí IX S.A. (17) | Parque eólico Chuí 09 | Holding (99,99%)(6) | RS | 17.8982 | 7.4 | 11023.8202 | 12042.6795 | 13031.9898 | 2015-10-01 | 2049-05-01 | - | - | 100
ROUAR | EOL | Holding (50%) | RN | 65 | N/A | 33615.59 | 42489 | 46439 | 2015-04-01 | 2033-10-01 | 0 | 0 | 0
Eólica Mangue Seco 2 | UEE | Holding (49,0%) | RN | 26 | 9.589 | 10692.874 | 13587.513 | 23084.166 | 2011-09-01 | 1932-06-01 | 100 | 259.18 | 0
(1) SPE was transferred on 08/23/2019.
(2) 22 generation units with installed capacity already in commercial operation is 10,010.86 MW. 6 GUs of 38.85 MW and 16 GUs of 611.11 MW up to 3Q19) in commercial operation. The total installed capacity of the project is 11,233.10 MW.
(3) Amount extracted from the CCEE (Commercialization Chamber of Electric Energy) measurement report that may change due to the 2Q19 Financial Statements. Due to fact that the plant is in motorization and with judicial injunction it is not possible to calculate the marketable energy in advance. Currently the installed capacity in commercial operation is 10,010.86 MW.
(4) The participation of SPEs V. Santa Joana IX, X, XI, XII, XIII, XIV and XV Renewable Energy SA were merged into the Chapada company Piaui I Holding S.A.
(5) The participation of SPEs V. Santa Joana I, III, IV, V, VII, Santo Augusto IV Energia Renováveis S.A. were merged into the Chapada company Piaui II Holding S.A. Transferred to Eletrobras pursuant to the Transfer of Shares Instrument signed on the SPE Share Book on 07/18/2018;
(6) SPEs had the physical guarantee adjusted after the auction. The contracted energy is bigger than the current physical guarantee.
(7) Investments of SPEs U.E.E. Caiçara I S.A., U.E.E. Caiçara II S.A., U.E.E. Junco I S.A. and U.E.E. Junco II S.A were merged into Vamcruz I Participações S.A.
(8) 01 generation unit in commercial operation in 3Q19 with installed capacity of 200,94 MW.
(9) The interests of the SPEs were merged into Serra das Vacas Holding S.A. This enterprise was transferred to Eletrobras pursuant to the Transfer of Shares Agreement signed on 06/04/2018; Registered in the SPE Share Book on 07/02/2018.
(10) MME Ordinance No. 178, of 05/03/2017, revised the assured energy values ​​of the centrally dispatched hydroelectric plants in National Interconnect System (SIN), with validity as of January 1, 2018.
(11) On 08/28/2018, the shareholders approved the capital increase of the company and paid for this increase. On 10/2/2018, FURNAS subscribed the portion of the unsubscribed subscriptions by CEMIG and SAAG. The amount subscribed increased its shareholding to 41.54%. Furnas made financial contributions to MESA, due to the approval of the SPE Extraordinary General Meeting (03/10/2018), which increased the subscribed capital by R $ 300 million. Odebrecht Energia do Brasil and Caixa FIP Amazônia did not subscribe and the shareholding of Furnas increased to 42.46%. A new capital increase was approved at the Extraordinary Shareholders 'Meeting held on November 29, 2011 and after Furnas' contribution, its shareholding increased to 43.06%.
(12) Tijoá operates the HPP Três Irmãos under the Special Administration Regime (Law no. 12,783 / 2013). The reduction in the volume of energy generated in the second quarter was due to the fact of a more conservative posture by the ONS (Electrical System National Operator).
(13) The 4 Generation Units in commercial operation (700MW). According to ANEEL lawsuit 48500.000301 / 2014-32, the assured energy of São Manoel is 424.5 average MW.
(14) In commercial operation 25.2 MW corresponding to Ibirapuitã park (which energy assured is of 11,7 MW). The suspension of the operation of the other parks is under discussing at court due to the accident occurred in Dec 2014.
(15) The formal corporate position in SPE, recorded in the bylaws, is 74.83%. The difference refers to commitments arising from a shareholders' agreement with the ELOS Foundation, under discussion before the Arbitration and Mediation Center of Chamber of Commerce Brazil - Canada.
(16) There was a business combination and SPE Chuí Holding S.A. became a subsidiary of SPE Santa Vitória do Palmar S.A. On 29 December, 2017, Eletrosul concluded, as provided in the Terms of Transfer in Lieu of Payment with Eletrobras, the sale of the entire equity interest in the SPE.
(17) On 29 December, 2017, Eletrosul concluded, as provided in the Terms of Transfer in Lieu of Payment with Eletrobras, the sale of the entire equity interest in the SPE.
* There is a writ of mandamus against ANEEL's decision to reverse the start date of commercial operation from May/ 2014 to Feb/ 2014
VII.1.1.2 Losses on generation - %
| Eletrobras Companies | 1Q19 | 2Q19 | 3Q19
| Eletronorte | 0.79% | 0.76% | 0.98%
| Chesf | 2.83% | 2.86% | 2.27%
| Furnas | 1.12% | 1.12% | 1.12%
| Eletrosul | 2.85% | 2.82% | 2.54%
| Eletronuclear | 2.87% | 2.84% | 2.24%
| Itaipu | 0.67% | 0.73% | 0.67%
| CGTEE | 0% | 11.47% | 11.35%
| Amazonas GT | 2.18% | 2.4% | 2.07%

## SPE's Energy sold
VII.1.1.2 Energy Sold
SPE | Eletrobras Companies (%) | Buyer | Sell Type | 1Q19 |  | 2Q19 |  | 3Q19
|  |  | Tipo de Venda | R$ million | MWh | R$ million | MWh | R$ million | MWh
EAPSA - Energia Águas Da Pedra S.A. | Eletronorte (24,5%) Chesf (24,5%) | Eletrobras System | A | - | - | - | - | - | -
|  |  | B | - | - | - | - | - | -
|  | Others | A | - | - | - | - | - | -
|  |  | B | 70.671 | 324325.358 | 68.784 | 311291.65 | 71.393 | 317846.9
Amapari Energia S.A. (1) | Eletronorte (49%) | Eletrobras System | A | - | - | - | - | - | -
|  |  | B | - | - | - | - | - | -
|  | Others | A | - | - | - | - | - | -
|  |  | B | - | - | - | - | - | -
Brasventos Miassaba 3 Geradora de Energia S.A (2) | Holding (49%) | Eletrobras System | A | 6.2835 | 24717.8 | 7.1217 | 28015 | 7.064 | 26882.7404
|  |  | B | - | - | - | - | - | -
|  | Others | A | - | - | - | - | - | -
|  |  | B | - | - | - | - | - | -
Brasventos Eolo Geradora de Energia S.A. (2) | Holding (49%) | Eletrobras System | A | 5.465 | 21399.5 | 5.4843 | 21475 | 5.6562 | 21384.4795
|  |  | B | - | - | - | - | - | -
|  | Others | A | - | - | - | - | - | -
|  |  | B | - | - | - | - | - | -
Rei dos Ventos 3 Geradora de Energia S.A. (2) | Holding (49%) | Eletrobras System | A | 5.2325 | 20449.1 | 6.4894 | 25361 | 6.28 | 23789.7249
|  |  | B | - | - | - | - | - | -
|  | Others | A | - | - | - | - | - | -
|  |  | B | - | - | - | - | - | -
ESBR Participações S.A. | Chesf (20%) Eletrosul (20%) | Eletrobras System | A | 64.6822 | 399211.6182 | 66.7681 | 391419.51 | 71.5674 | 507153.5981
|  |  | B | 87.8322 | 463863.6731 | 98.1839 | 486983.79 | 120.7961 | 565144.8536
|  | Others | A | 388.7205 | 2963431.6188 | 377.1251 | 2726570.17 | 385.8401 | 2737751.9409
|  |  | B | 132.1872 | 550081.8489 | 153.0562 | 747256.19 | 178.6918 | 813257.2284
Norte Energia S.A. | Chesf (15%) Eletronorte (19,98%) Eletrobras Holding (15%) | Eletrobras System | A | - | 0 | - | 0
|  |  | B | 0 | 0 | 0 | 0
|  | Others | A | 895.0168 | 7081731.943 | 859.5496 | 6795611.848 | 896.3062 | 6887232.028
|  |  | B | 137.3514 | 854441.031 | 145.1689 | 863535.036 | 192.5749 | 1145529.168
V. de Santa Joana IX Energia Renováveis S.A. (3) | Holding (49%) | Eletrobras System | A | 3830.9804 | 28525.2 | 3.8517 | 28828.8 | 3.8517 | 29145.6
|  |  | B | 0 | 0 | 0 | 0 | 0 | 0
|  | Others | A | 0 | 0 | 0 | 0 | 0 | 0
|  |  | B | 0 | 0 | 0 | 0 | 0 | 0
V. de Santa Joana X Energia Renováveis S.A. (3) | Holding (49%) | Eletrobras System | A | 3973.4617 | 29389.6 | 3.9426 | 29702.4 | 3.9426 | 30028.8
|  |  | B | 0 | 0 | 0 | 0 | 0 | 0
|  | Others | A | 0 | 0 | 0 | 0 | 0 | 0
|  |  | B | 0 | 0 | 0 | 0 | 0 | 0
V. de Santa Joana XI Energia Renováveis S.A. (3) | Holding (49%) | Eletrobras System | A | 3603.5663 | 30470.1 | 3.6585 | 30794.4 | 3.6585 | 31132.8
|  |  | B | 0 | 0 | 0 | 0 | 0 | 0
|  | Others | A | 0 | 0 | 0 | 0 | 0 | 0
|  |  | B | 0 | 0 | 0 | 0 | 0 | 0
V. de Santa Joana XII Energia Renováveis S.A. (3) | Holding (49%) | Eletrobras System | A | 4362.9891 | 33063.3 | 4.7722 | 33415.2 | 4.7722 | 33782.4
|  |  | B | 0 | 0 | 0 | 0 | 0 | 0
|  | Others | A | 0 | 0 | 0 | 0 | 0 | 0
|  |  | B | 0 | 0 | 0 | 0 | 0 | 0
V. de Santa Joana XIII Energia Renováveis S.A. (3) | Holding (49%) | Eletrobras System | A | 3936.1955 | 28957.4 | 3.9597 | 29265.6 | 3.9597 | 29587.2
|  |  | B | 0 | 0 | 0 | 0 | 0 | 0
|  | Others | A | 0 | 0 | 0 | 0 | 0 | 0
|  |  | B | 0 | 0 | 0 | 0 | 0 | 0
V. de Santa Joana XV Energia Renováveis S.A. (3) | Holding (49%) | Eletrobras System | A | 4098.8976 | 32415 | 4.6434 | 32760 | 4.6434 | 33120
|  |  | B | 0 | 0 | 0 | 0 | 0 | 0
|  | Others | A | 0 | 0 | 0 | 0 | 0 | 0
|  |  | B | 0 | 0 | 0 | 0 | 0 | 0
V. de Santa Joana XVI Energia Renováveis S.A. (3) | Holding (49%) | Eletrobras System | A | 4695.2129 | 33063.3 | 4.8922 | 33415.2 | 4.8922 | 33782.4
|  |  | B | 0 | 0 | 0 | 0 | 0 | 0
|  | Others | A | 0 | 0 | 0 | 0 | 0 | 0
|  |  | B | 0 | 0 | 0 | 0 | 0 | 0
V. de Santa Joana I Energia Renováveis S.A. (3) | Holding (49%) | Eletrobras System | A | 5457.9744 | 31766.7 | 5.6343 | 32104.8 | 8.1105 | 32457.6
|  |  | B | 0 | 0 | 0 | 0 | 0 | 0
|  | Others | A | 0 | 0 | 0 | 0 | 0 | 0
|  |  | B | 0 | 0 | 0 | 0 | 0 | 0
V. de Santa Joana III Energia Renováveis S.A. (3) | Holding (49%) | Eletrobras System | A | 4197.3636 | 28957.4 | 3.9795 | 29265.6 | 5.7388 | 29587.2
|  |  | B | 0 | 0 | 0 | 0 | 0 | 0
|  | Others | A | 0 | 0 | 0 | 0 | 0 | 0
|  |  | B | 0 | 0 | 0 | 0 | 0 | 0
V. de Santa Joana IV Energia Renováveis S.A. (3) | Holding (49%) | Eletrobras System | A | 5429.7839 | 30686.2 | 5.4982 | 31012.8 | 7.9144 | 31353.6
|  |  | B | 0 | 0 | 0 | 0 | 0 | 0
|  | Others | A | 0 | 0 | 0 | 0 | 0 | 0
|  |  | B | 0 | 0 | 0 | 0 | 0 | 0
V. de Santa Joana V Energia Renováveis S.A. (3) | Holding (49%) | Eletrobras System | A | 5112.4093 | 30470.1 | 5.7017 | 30794.4 | 8.2058 | 31132.8
|  |  | B | 0 | 0 | 0 | 0 | 0 | 0
|  | Others | A | 0 | 0 | 0 | 0 | 0 | 0
|  |  | B | 0 | 0 | 0 | 0 | 0 | 0
V. de Santa Joana VII Energia Renováveis S.A. (3) | Holding (49%) | Eletrobras System | A | 5578.7505 | 31982.8 | 5.6119 | 32323.2 | 8.0787 | 32678.4
|  |  | B | 0 | 0 | 0 | 0 | 0 | 0
|  | Others | A | 0 | 0 | 0 | 0 | 0 | 0
|  |  | B | 0 | 0 | 0 | 0 | 0 | 0
V. de Santo Augusto IV Energia Renováveis S.A. (3) | Holding (49%) | Eletrobras System | A | 5162.4306 | 33279.4 | 5.1617 | 33633.6 | 7.4391 | 34003.2
|  |  | B | 0 | 0 | 0 | 0 | 0 | 0
|  | Others | A | 0 | 0 | 0 | 0 | 0 | 0
|  |  | B | 0 | 0 | 0 | 0 | 0 | 0
U.E.E. Caiçara I S.A. | Chesf (49%) | Eletrobras System | A | - | - | - | - | - | -
|  |  | B | - | - | - | - | - | -
|  | Others | A | 4.8574 | 29173.5 | 4.8574 | 29173.5 | 4.963 | 29808
|  |  | B | - | - | - | - | - | -
U.E.E. Caiçara II S.A. | Chesf (49%) | Eletrobras System | A | - | - | - | - | - | -
|  |  | B | - | - | - | - | - | -
|  | Others | A | 3.3451 | 20103.783 | 3.3807 | 20317.752 | 3.4167 | 20534.4
|  |  | B | - | - | 0 | 0 | - | -
U.E.E. Junco I S.A. | Chesf (49%) | Eletrobras System | A | - | - | - | - | - | -
|  |  | B | - | - | - | - | - | -
|  | Others | A | 4.3845 | 26150.934 | 4.4314 | 26430.768 | 4.4793 | 26716.8
|  |  | B | - | - | 0 | 0 | - | -
U.E.E. Junco II S.A | Chesf (49%) | Eletrobras System | A | - | - | - | - | - | -
|  |  | B | - | - | - | - | - | -
|  | Others | A | 4.1098 | 24637.561 | 4.1535 | 24899.78 | 4.1988 | 25171.2
|  |  | B | - | - | 0 | 0 | - | -
Eólica Serra das Vacas I S.A. | Holding (49%) | Eletrobras System | A | - | - | 0 | 0 | 0 | 0
|  |  | B | - | - | 0 | 0 | 0 | 0
|  | Others | A | 4.3896 | 26364.2 | 4.4364 | 26644.8 | 4.4851 | 26937.6
|  |  | B | - | - | 0.0075115 | 1502.306 | 0 | 0
Eólica Serra das Vacas II S.A. | Holding (49%) | Eletrobras System | A | - | - | 0 | 0 | 0 | 0
|  |  | B | - | - | 0 | 0 | 0 | 0
|  | Others | A | 3.5525 | 21393.9 | 3.5903 | 21621.6 | 3.6297 | 21859.2
|  |  | B | 0.022634 | 550.611 | 0.031944 | 939.828 | 0.11891 | 1099.515
Eólica Serra das Vacas III S.A. | Holding (49%) | Eletrobras System | A | - | - | 0 | 0 | 0 | 0
|  |  | B | - | - | 0 | 0 | 0 | 0
|  | Others | A | 3.96 | 23771 | 4.0022 | 24024 | 4.0461 | 24288
|  |  | B | 0.022563 | 548.772 | 0.030065 | 876.538 | 0.062351 | 932
Eólica Serra das Vacas IV S.A. | Holding (49%) | Eletrobras System | A | - | - | 0 | 0 | 0 | 0
|  |  | B | - | - | 0 | 0 | 0 | 0
|  | Others | A | 3.7818 | 22690.5 | 3.8221 | 22932 | 3.8641 | 23184
|  |  | B | 0.02338 | 567.367 | 0.031587 | 925.634 | 0.099681 | 1060.485
Cia. Energética Sinop S.A. | Chesf (24,5%) | Eletrobras System | A | 65.6 | 466343.8 | 123.8 | 919773 | 185.2 | 1401945
|  |  | B | - | - | 0 | 0 | 0 | 0
|  | Others | A | 2.2 | 12361 | 4.39 | 24853 | 0 | 0
|  |  | B | - | - | 0 | 0 | 6.61 | 37483
Enerpeixe S.A. | Furnas (40%) | Eletrobras System | A | - | - | - | - | - | -
|  |  | B | - | - | - | - | - | -
|  | Others | A
|  |  | B | 84.09 | 712820.89 | 78.3328 | 447125.792 | 92.84 | 529850.49
Baguari Geração de Energia S.A. | Furnas (15%) | Eletrobras System | A | - | - | - | - | - | -
|  |  | B | - | - | - | - | - | -
|  | Others | A | 19.19 | 83905 | 18.44 | 79636.73 | 19.25 | 81586.2
|  |  | B | - | - | - | - | - | -
Retiro Baixo Energética S.A. | Furnas (49%) | Eletrobras System | A | - | - | - | - | - | -
|  |  | B | - | - | - | - | - | -
|  | Others | A | 18.18 | 79744.56 | 17.68 | 76429.1 | 18.65 | 79375.96
|  |  | B | 0.17 | 744 | - | - | - | -
Foz de Chapecó Energia S.A. | Furnas (40%) | Eletrobras System | A | - | - | - | - | - | -
|  |  | B | - | - | - | - | - | -
|  | Others | A | 244.18 | 1251207.51 | 251.89 | 1172118.13 | 254.81 | 1157838.95
|  |  | B | - | - | - | - | - | -
Serra do Facão Energia S.A. | Furnas (49,5%) | Eletrobras System | A | 1.77 | 7181.51 | - | - | - | -
|  |  | B | - | - | - | - | - | -
|  | Others | A | 62.92 | 257786.55 | 63.1 | 254959 | 67.07 | 266673
|  |  | B | 32.88 | 131379 | 34.2 | 137736 | 37.82 | 152334
Teles Pires Participações S.A. | Furnas (24,5%) Eletrosul (24,72%) | Eletrobras System | A | 6.6043 | 71010.34 | 0 | 0 | 0 | 0
|  |  | B | 57.5249 | 324703.83 | 59.61 | 328159.73 | 60.27 | 331765.879
|  | Others | A | 109.1703 | 1193050.53 | 113.66 | 1220197.61 | 117.95 | 1247739.293
|  |  | B | 68.46 | 3422365.05 | 69.1 | 383794 | 62.73 | 345307.3402
Madeira Energia S.A. | Furnas (39%) | Eletrobras System | A | 17.67 | 119990 | 17.52 | 118964.8 | - | -
|  |  | B | - | - | - | - | - | -
|  | Others | A | 481.94 | 3309405.75 | 459.86 | 3115966.48 | 485.8051 | 3279433.619
|  |  | B | 329.31 | 1756053.58 | 373.95 | 1915872.43 | 448.1636 | 2284982.7286
Eólica Livramento S.A. | Eletrosul (78%) | Eletrobras System | A | - | - | - | - | - | -
|  |  | B | - | - | - | - | - | -
|  | Others | A | - | - | - | - | - | -
|  |  | B | 4.6325 | 18314.7186 | 4.1133 | 26448.954 | 6.2418 | 28259.84
Santa Vitória do Palmar S.A. (4) | Holding (78%) | Eletrobras System | A | - | - | - | - | - | -
|  |  | B | - | - | - | - | - | -
|  | Others | A | - | - | - | - | - | -
|  |  | B | 40.126 | 205855.2447 | 46.1135 | 256109.913 | 52.9792 | 240673.793
Eólica –Chuí Holding S.A. (4) | Holding (78%) | Eletrobras System | A | - | - | - | - | - | -
|  |  | B | - | - | - | - | - | -
|  | Others | A | - | - | - | - | - | -
|  |  | B | 21.2771 | 112162.4423 | 25.2357 | 150365.395 | 28.5338 | 131387.159
Hermenegildo I S.A. (5) | Holding (99,99%) | Eletrobras System | A | - | - | - | - | - | -
|  |  | B | 8224695.7383 | 38209.0426 | 9266801.476 | 41218.6458 | 11316239.0579 | 49232.7619
|  | Others | A | - | - | - | - | - | -
|  |  | B | 4056000.9459 | 10788.0992 | 1949802.127 | 11199.251 | 1024774.362 | 3926.81
Hermenegildo II S.A. (5) | Holding (99,99%) | Eletrobras System | A | - | - | - | - | - | -
|  |  | B | 7244227.2781 | 33787.0307 | 8488031.1505 | 38676.1078 | 10655957.3187 | 47155.5151
|  | Others | A | - | - | - | - | - | -
|  |  | B | 5408804.9908 | 15211.7312 | 2497890.744 | 14492 | 1734546.262 | 6784.557
Hermenegildo III S.A. (5) | Holding (99,99%) | Eletrobras System | A | - | - | - | - | - | -
|  |  | B | 6079996.5825 | 28464.8172 | 7505657.1367 | 34051.375 | 9230627.9721 | 40802.191
|  | Others | A | - | - | - | - | - | -
|  |  | B | 4380173.3028 | 12278.8382 | 1825534.634 | 10209.118 | 1041864.293 | 4006.198
Chuí IX S.A. (5) | Holding (99,99%) | Eletrobras System | A | - | - | - | - | - | -
|  |  | B | 2375199.7098 | 11013.4118 | 2658451.5896 | 12031.9402 | 2885784.5312 | 12933.3153
|  | Others | A | - | - | - | - | - | -
|  |  | B | 1296294.3922 | 3487.3314 | 607510.705 | 3531.631 | 717665.153 | 2826.435
Complexo Eólico Pindaí II - Coqueirinho e Papagaio | Chesf (99,96%) Sequóia (0,04%) | Eletrobras System | A | - | - | - | - | - | -
|  |  | B | - | - | - | - | - | -
|  | Others | A | - | - | - | - | - | -
|  |  | B | - | - | 328423.83 | 5884.15 | 701703.56 | 4848.34
Complexo Eólico Pindaí III - Tamanduá Mirim 2 | Chesf (83,01%) Sequóia (16,99%) | Eletrobras System | A | - | - | - | - | - | -
|  |  | B | - | - | - | - | - | -
|  | Others | A | - | - | - | - | - | -
|  |  | B | 1105298.98 | 11640.27 | 215656.92 | 3520.35 | 445864.03 | 704796.05
Empresa de Energia São Manoel S.A. | Furnas (33,33%) | Eletrobras System | A | - | - | - | - | - | -
|  |  | B | - | - | - | - | - | -
|  | Others | A | 69.96 | 626839.48 | 68.9 | 615584.7 | 71.16 | 635979.72
|  |  | B | 22.12 | 165612.08 | 48.69 | 314130.3 | 31.98 | 228144.39
Mangue Seco 2 | Holding (49,%) | Eletrobras System | A | - | - | - | - | - | -
|  |  | B | - | - | - | -
|  | Others | A | 5.265 | 20999.91 | 5.265 | 20999.91 | 5.442 | 20999.91
|  |  | B | - | - | - | - | - | -
(A) Through auctions
(B) Through FCE (free contracting environment) or bilateral contracts
(1) The plant is out of operation since 07.04.2014. The Data Collection System - SCD has been disabled.
(2) This SPE was transferred on 08/23/2019.
(3) The SPE informs that there is no energy purchased for resale. There is no need to replace non-produced energy. If below 90% of the energy sold at the end of the 1-year cycle, there is a penalty.
(4) There was a business combination and SPE Chuí Holding S.A. became a subsidiary of SPE Santa Vitória do Palmar S.A. On 29 December, 2017, Eletrosul concluded, as provided in the Terms of Transfer in Lieu of Payment with Eletrobras, the sale of the entire equity interest in the SPE.
(5) On 29 December, 2017, Eletrosul concluded, as provided in the Terms of Transfer in Lieu of Payment with Eletrobras, the sale of the entire equity interest in the SPE.

## Energy purchased for resale SPE
VII.1.1.3 Energy purchased for Resale - SPE
Company | 1Q19 |  | 2Q19 |  | 3Q19
| R$ Million | MWh | R$ Million | MWh | R$ Million | MWh
Holding | 38725.0059 | 13962082.91 | 0.051214 | 7244.306 | 17544.0162 | 3845485.65
Eletronorte | 8.2954 | 31.174 | 4.069 | 21.84 | 5.845 | 22.08
Chesf | 1504362.7254 | 991820.914 | 542384.189 | 10366.08 | 1634732.885 | 145179.66
Furnas | 158.82 | 858223 | 182.56 | 1030934 | 360.8 | 1917569
Eletronuclear | - | - | - | - | - | -
Eletrosul | 0.22476 | 4414.7967 | 0.48624 | 10880.787 | 27.5653 | 140518.47
CGTEE | - | - | - | - | - | -
Itaipu Binacional | - | - | - | - | - | -
Amazonas GT | - | - | - | - | - | -

## SPE's Average Rate
VII.1.1.4 Average Rate – R$/MWh
SPE | Eletrobras Companies (%) | 1Q19 | 2Q19 | 3Q19
EAPSA - Energia Águas Da Pedra S.A. | Eletronorte (24,5%) Chesf (24,5%) | 218.22 | 221.4 | 224.04
Amapari Energia S.A. | Eletronorte (49%) | - | - | -
ESBR Participações S.A. | Chesf (20%) Eletrosul (20%) | 153.8692 | 159.72 | 158.53
Norte Energia S.A. | Chesf (15%) Eletronorte (19,98%) Eletrobras Holding (15%) | 126.2827 | 129.11 | 121.53
V. de Santa Joana IX Energia Renováveis S.A. | Holding (49%) | 149.23 | 149.23 | 143.23
V. de Santa Joana X Energia Renováveis S.A. | Holding (49%) | 149.23 | 149.23 | 143.23
V. de Santa Joana XI Energia Renováveis S.A. | Holding (49%) | 149.23 | 149.23 | 143.23
V. de Santa Joana XII Energia Renováveis S.A. | Holding (49%) | 149.23 | 149.23 | 143.23
V. de Santa Joana XIII Energia Renováveis S.A. | Holding (49%) | 149.23 | 149.23 | 143.23
V. de Santa Joana XV Energia Renováveis S.A. | Holding (49%) | 149.23 | 149.23 | 143.23
V. de Santa Joana XVI Energia Renováveis S.A. | Holding (49%) | 149.23 | 149.23 | 143.23
V. de Santa Joana I Energia Renováveis S.A. | Holding (49%) | 178.84 | 178.84 | 172.38
V. de Santa Joana III Energia Renováveis S.A. | Holding (49%) | 178.33 | 178.33 | 171.89
V. de Santa Joana IV Energia Renováveis S.A. | Holding (49%) | 178.59 | 178.59 | 172.14
V. de Santa Joana V Energia Renováveis S.A. | Holding (49%) | 178.55 | 178.55 | 172.1
V. de Santa Joana VII Energia Renováveis S.A. | Holding (49%) | 178.57 | 178.57 | 172.13
V. de Santo Augusto IV Energia Renováveis S.A. | Holding (49%) | 176.73 | 176.73 | 170.34
U.E.E. Caiçara I S.A. | Chesf (49%) | 166.5 | 166.5 | 166.5
U.E.E. Caiçara II S.A. | Chesf (49%) | 166.39 | 166.39 | 166.39
U.E.E. Junco I S.A. | Chesf (49%) | 167.66 | 167.66 | 167.66
U.E.E. Junco II S.A | Chesf (49%) | 166.81 | 166.81 | 166.81
Angical 2 | Chesf (99,96%) | - | - | -
Coqueirinho 2 | Chesf (99,98%) | - | - | -
Eólica Serra das Vacas I S.A. | Holding (49%) | 166.5 | 166.5 | 166.5
Eólica Serra das Vacas II S.A. | Holding (49%) | 166.05 | 166.05 | 163.28
Eólica Serra das Vacas III S.A. | Holding (49%) | 166.59 | 166.59 | 162.91
Eólica Serra das Vacas IV S.A. | Holding (49%) | 166.67 | 166.67 | 163.49
Cia Energética Sinop | Chesf (24,5%) | 141.97 | 134.67 | 149.76
Tamanduá Mirim 2 (2) | Chesf (83,01%) | 94.9548 | 61.26 | -
Enerpeixe S.A. | Furnas (40%) | 117.96 | 175.19 | 175.23
Baguari Geração de Energia S.A. | Furnas (15%) | 228.67 | 231.59 | 234.93
Retiro Baixo Energética S.A. | Furnas (49%) | 227.91 | 231.33 | 234.93
Foz de Chapecó Energia S.A. | Furnas (40%) | 437.68 | 190.88 | 170.77
Serra do Facão Energia S.A. | Furnas (49,5%) | 245.36 | 247.76 | 250.36
Madeira Energia S.A. | Furnas (39%) | 159.74 | 165.28 | 167.85
Tijoá Participações e Investimentos S.A.(1) | Furnas (49,9%) | - | - | -
Teles Pires Participações S.A. | Furnas (49,9%) Eletrosul (24,72%) | 122.77 | 125.44 | 127.09
Empresa de Energia São Manoel S.A. | Furnas (33,33%) | 116.21 | 126.46 | 119.36
Eólica Livramento S.A. | Eletrosul (78%) | 252.9398 | 155.5199 | 220.87
Santa Vitória do Palmar S.A. | Holding (78,0%) | - | - | 221.41
Eólica –Chuí Holding S.A. | Holding (78,0%) | - | - | 220.86
Hermenegildo I S.A.* | Holding (99,99%) | 215.2552 | 224.8206 | 229.8518
Hermenegildo II S.A.* | Holding (99,99%) | 214.4085 | 219.4645 | 225.9748
Hermenegildo III S.A.* | Holding (99,99%) | 213.5969 | 220.4216 | 226.2287
Chuí IX S.A.* | Holding (99,99%) | 215.6643 | 220.9495 | 223.128
Mangue Seco 2 | Holding (49,0%) | 250.74 | 250.74 | 259.18
(1) Tijoá operates the HPP Três Irmãos under the Special Administration Regime (Law no. 12,783/2013).
(2) Values ​​are not yet available as the SPEs are operating in the testing phase.
*On December 29, 2017 Eletrosul concluded, as provided in the Terms of Transfer in Lieu of Payment with Eletrobras, the sale of the entire equity interest in the SPE.

## SPE's Transmission Lines
VII.1.2 Transmission
VII.1.2.1 Operational Assets
VII.1.2.1.1 Transmission Lines
SPE | From - To | Eletrobras Companies (%) | Extension (km) | Tension (kV) | Beginning of Operation | End of Concession | AAR on 09.30.19 (R$ Million) | Readjustment Index
AETE - Amazônia Eletronorte Transmissora de Energia S.A. | Coxipó-Cuiabá-Rondonópolis (MT), SE Seccionadora Cuiabá | Holding (49%) | 193 | 230 | 2005-08-01 | 1934-02-01 | 45.9584 | 1.573%
Transmissora Matogrossense de Energia S.A. – TME | LT Jauru / Cuiabá, em 230 kV, Mato Grosso | Holding (49%) | 348 | 500 | 2011-11-01 | 1939-11-01 | 53.9355 | 4.658%
Manaus Transmissora de Energia S.A. | Oriximiná - Silves - Lechuga (AM), SE Silves (ex-Itacoatiara) e SE Lechuga (ex-Cariri) | Holding (49,5%) | 559 | 500 | 2013-03-01 | 1938-10-01 | 162.7464 | -8.61%
Norte Brasil Transmissora de Energia S.A. | Coletora Porto Velho (RO) - Araraquara (SPE) | Eletronorte (49%) | 2411.9 | 600 | 2014-11-01 | 1939-02-01 | 279.7908 | -5.82%
Belo Monte Transmissora de Energia S/A - BMTE | SE Conversora Xingu - SE Conversora Estreito | Eletronorte (24,5%) Furnas (24,5%) | 2092 | 800 | 2017-12-01 | 1944-06-01 | 611.7008 | 102.9%
Sistema de Transmissão do Nordeste S.A. | Teresina II/PI-Sobral III/CE; Teresina II/PI-Fortaleza II/CE; Sobral III/CE-Fortaleza II/CE | Chesf (49%) | 546 | 500 | 2006-01-01 | 1934-02-01 | 16.9713 | IPCA
Interligação Elétrica do Madeira S.A. | LT Coletora Porto Velho/ Araraquara II, CS | Chesf (24,5%) Furnas (24,5%) | 2375 | 600 | 2013-08-01 | 1939-02-01 | 530.1382 | IPCA
Interligação Elétrica Garanhuns S.A. | L.Gonzaga/Garanhuns II; Garanhuns II/Campina Grande III; Garanhuns II/Pau Ferro; Garanhuns II/Angelim I | Chesf (49%) | 224 190 239 13 | 500 500 500 230 | Nov/15 Nov/15 Dec/15 Mar/16 | 1941-12-01 | 94.2379 | IPCA
Extremoz Transmissora do Nordeste –ETN S.A. | LT Ceará Mirim/João Câmara II LT Ceará Mirim/ Extremoz II LT Ceará Mirim/ Campina III, 500 kV LT Campina Grande III/Campina Grande II, 230 kV | Chesf (100%) | 64 19 192 10 | 500 230 500 230 | Oct/14 Oct/14 May/15 May/15 | 1941-10-01 | 17.8528 | IPCA
Baguari Energia S.A. (1) | UHE Baguari - SE Baguari | Furnas (15%) | 2.5 | 230 | 2010-02-01 | 1941-08-01 | - | -
Centroeste de Minas | Furnas – Pimenta II | Holding (49%) | 62.7 | 345 | 2010-03-01 | 1935-03-01 | 19.5273 | IPCA
Enerpeixe S.A. (1) | Peixe Angical – Peixe 2 | Furnas (40%) | 20 | 500 | 2006-04-01 | 1936-11-01 | - | IPCA
| LT Peixe Angical – Gurupi * | Furnas (40%) | 17
Goiás Transmissão S.A. | Rio Verde Norte – Trindade | Furnas (49%) | 187 | 500 | 2013-12-01 | 1940-07-01 | 61.7054 | IPCA
| Trindade – Xavantes | Furnas (49%) | 37 | 230 | 2013-12-01
| Trindade – Carajás | Furnas (49%) | 30 | 230 | Oct/13
MGE Transmissão S.A. | Mesquita - Viana 2 | Furnas (49%) | 252 | 500 | 2014-06-01 | 1940-07-01 | 46.4154 | IPCA
| Viana 2 – Viana | Furnas (49%) | 8 | 345
Retiro Baixo Energética S.A. (1) | UHE Retiro Baixo – SE Curvelo | Furnas (49%) | 45 | 138 | 2010-10-01 | 1941-08-01 | - | IPCA
Serra do Facão Energia S.A. (1) | UHE Serra do Facão – SE Celg de Catalão | Furnas (49,4737%) | 32 | 138 | 2010-10-01 | 1936-11-01 | - | IPCA
Transenergia Renovável S.A. | Barra dos Coqueiros – Quirinópolis | Furnas (49%) | 51.47 | 230 | 2011-04-01 | 1939-04-22 | 62.8965 | IPCA
| Quirinópolis - UTE Quirinópolis |  | 33.95 | 138 | 2011-05-01 | 2025-06-30
| Quirinópolis - UTE Boavista |  | 16.5 | 138 | 2011-05-01 | 2025-06-30
| Chapadão – Jataí |  | 138.05 | 230 | 2012-12-01 | 2039-04-22
| Jataí – Mineiros |  | 61.4 | 138 | 2012-12-01 | 2025-06-30
| Jataí - UTE Jataí |  | 51.56 | 138 | 2012-12-01 | 2025-06-30
| Jataí - UTE Água Emendada |  | 32.57 | 138 | 2012-12-01 | 2025-06-30
| Mineiros - Morro Vermelho |  | 46.86 | 138 | 2012-12-01 | 2025-06-30
| Morro Vermelho - UTE Morro Vermelho |  | 30.2 | 138 | 2012-12-01 | 2025-06-30
| Palmeiras – Edéia |  | 58.57 | 230 | 2013-05-01 | 2039-04-22
| Edéia - UTE Tropical Bionenergia I e II |  | 49 | 138 | May/13 | 2025-06-30
Transenergia Goiás S.A. | Serra da Mesa – Niquelândia | Furnas (99%) | 100 | 230 | 2017-09-01 | 1939-09-01 | 12.9145 | IPCA
| Niquelândia - Barro Alto | Furnas (99%) | 89 | 230 | 2016-05-01 | 1939-11-01
Paranaíba Transmissora de Energia S.A. | Luziânia - Pirapora II | Furnas (24,5%) | 368.1 | 500 | 2016-05-09 | 2043-05-01 | 140.8336 | IPCA
| Rio das Éguas - Luziânia |  | 346.2 | 500 | 2016-07-30 | 2043-05-01
| Barreiras II - Rio das Éguas |  | 239.1 | 500 | 2017-01-01 | 1943-05-01
Lago Azul Transmissora S.A. | Barro Alto - Itapaci | Furnas (49,9%) | 69 | 230 | 2016-09-19 | 2044-05-14 | 4.2637 | IPCA
Vale do São Bartolomeu Transmissora de Energia S.A. | Samambaia - Brasília Sul | Furnas (39%) | 14 | 345 | 2016-05-31 | 1943-10-01 | 38.3954 | IPCA
| Brasília Sul - Brasília Geral | Furnas (39%) | 13.5 | 230 | 2017-05-01 | 1943-10-01 |  | IPCA
| Luziânia - Brasília Leste (C1) | Furnas (39%) | 67 | 500 | 2018-02-01 | 1943-10-01 |  | IPCA
| Luziânia - Brasília Leste (C2) | Furnas (39%) | 67 | 500 | 2018-02-01 | 1943-10-01 |  | IPCA
Triângulo Mineiro Transmissora S.A. | Marimbondo II - Assis | Furnas (49%) | 296.5 | 500 | 2016-12-01 | 1943-08-01 | 40.9516 | IPCA
Madeira Energia AS (1) (2) | LT Usina a SE elevadora | Furnas (43,06%) | 10 | 500 | 2006-04-01 | 1936-11-01 | - | -
Belo Monte Transmissora de Energia S.A. | Xingu – Estreito | Furnas (24,5%) | 2092 | 800 | 2017-12-12 | 1944-06-01 | 611.7008 | IPCA
Empresa de Energia São Manoel S.A. (1) | LT SE São Manoel - SE Paranaíta | Furnas (33,33%) | 40 | 500 | 2017-12-01 | 2049-04-09 | - | -
Teles Pires Participações S.A. (1) | LT UHE Teles Pires-Paranaíta | Furnas (24,5%) | 7.5 | 500 | 2011-06-07 | 2046-06-07 | - | IPCA
Chapecoense Geração S.A. (1) | LT 230 kV UHE Foz do Chapecó - Foz do Chapecó (7) | Furnas (40%) | 2.93 | 230 | 2010-10-01 | - | - | -
Luziânia-Niquelândia | SE Luziânia SE Niquelândia | Holding (49%) | - | - | Jun/14 Aug/15 | May/42 May/42 | 15.5864 | -
Transmissora Sul Brasileira de Energia – TSBE | Salto Santiago – Itá | Eletrosul (100%)** | 187 | 525 | 2014-02-04 | 1942-05-09 | 16.5239 | IPCA
| Itá – Nova Santa Rita | Eletrosul (100%)** | 307 | 525 | 2014-08-04 |  | 27.6676
| Nova Santa Rita – Camaquã | Eletrosul (100%)** | 126 | 230 | 2014-12-09 |  | 6.8721
| Camaquã 3 - Povo Novo - Quinta | Eletrosul (100%)** | 168 | 230 | 2014-12-09 |  | 8.4507
Transmissora Sul Litorânea de Energia - TSLE | Povo Novo – Marmeleiro, CS | Eletrosul (51%)** | 152 | 525 | 2014-12-19 | 1942-08-26 | 20.1164 | IPCA
| Nova santa Rita – Povo Novo, CS |  | 268 | 525 | 2015-04-13 |  | 33.2931 | IPCA
| Marmeleiro – Santa Vitória do Palmar |  | 48 | 525 | 2014-12-19 |  | 8.7355 | IPCA
Fronteira Oeste Transmissora de Energia S.A. (Fote) (6) | Seccionamento LT Alegrete 1 - Santa Maria 1 | Eletrosul (51%)** | 1.95 | 138 | 2016-05-19 | 1944-01-01 | 3.3502 | IPCA
| Linha de Transmissão Foz do Chapecó - Pinhalzinho 2 (C1) | Eletrosul (51%)** | 36 | 230 | 2018-02-01 | 1944-01-01 | 0.77487 | IPCA
(1) There is no AAR because equipments are of the generating plant restricted interest.
(2) On 08/28/2018, the shareholders approved the capital increase of the company and paid for this increase. On 10/2/2018, FURNAS subscribed the portion of the unsubscribed subscriptions by CEMIG and SAAG. The amount subscribed increased its shareholding to 41.54%. Furnas made financial contributions to MESA, due to the approval of the SPE Extraordinary General Meeting (10/03/2018), which increased the subscribed capital by R$ 300 million. Odebrecht Energia do Brasil and Caixa FIP Amazônia did not subscribe and the shareholding of Furnas increased to 42.46%. A new capital increase was approved at the Extraordinary Shareholders 'Meeting held on November 29, 2011 and after Furnas' contribution, its shareholding increased to 43.06%.
(3) On June 4, 2018, Eletrosul concluded, as provided in the Terms of Transfer in Lieu of Payment with Eletrobras, the sale of the entire equity interest in the SPE.
(4) On June 6, 2018, Eletrosul concluded, as provided in the Terms of Transfer in Lieu of Payment with Eletrobras, the sale of the entire equity interest in the SPE.
(5) In 2Q19 - we inform that SPE TSBE's revenue classification understanding changed in the amount of R$ 8,193,374.02, which became Transmission Line Function revenue and no longer Substation revenue.
(6) AAR included in SS Santa Maria 3.
(7) Double Circuit - double mileage.
* TL does not belong to the SPE
** According to Aneel Resolution nº 2,408 / 2018.

## SPE Substations
VII.1.2.1.2 Substations
SPE | Substation | Eletrobras Companies (%) | Transformation Capacity - MVA | Beginning of Operation | End of Concession | AAR on 09.30.19 (R$ million) | Readjustment Index
AETE - Amazônia Eletronorte Transmissora de Energia S.A. (1) | SS Seccionadora Cuiabá | Holding (49%) | n/a | 2005-08-01 | 1934-02-01 | 3.5044 | 1.573%
BRASNORTE Transmissora de Energia S.A. (1) | SS Juba SS Maggi - 230/138 kV | Holding (49,71%) | 300 100 | 2009-09-01 | 1938-03-01 | 6.7792 | IPCA
Manaus Transmissora de Energia S.A. | SS Silves (ex-Itacoatiara) SS Lechuga (ex-Cariri) | Holding (49,5%) | 150 1800 | 2013-03-01 | 1938-10-01 | 162.7464 | -8.61%
Transmissora Matogrossense de Energia S.A. – TME (1) | SS Jauru 500/230 kV | Holding (49%) | 750 | 2011-11-01 | 1939-11-01 | - | 4.658%
Belo Monte Transmissora de Energia S/A - BMTE | SS Conversora Xingu SS Conversora Estreito | Eletronorte (24,5%) Furnas (24,5%) | 4000 3850 | 2017-12-01 | 1944-06-01 | 611.7008 | -
Interligação Elétrica do Madeira S.A. | Rectifier Station CA/CC from 500 kV to +/- 600 kV; Switching Station CC/CA from +/- 600 kV to 500 kV. | Chesf (24,5%) Furnas (24,5%) | 3832 3632 | 2014-05-01 | 1939-02-01 | 259.6229 | IPCA
TDG – Transmissora Delmiro Gouveia S.A. | SS – Pecém II, de 500/230 kV; SS – Aquiraz, de 230/69 kV | Chesf (49%) | 3600 450 | 2013-10-01 | 1940-07-01 | 30.7958 | IPCA
Interligação Elétrica Garanhuns S.A. (2) | SS – Garanhuns, 500/230 kV SS – Pau Ferro, 500/230 kV | Chesf (49%) | 600 1500 | Nov/15 Dec/15 | 1941-12-01 | - | IPCA
Extremoz Transmissora do Nordeste - ETN S.A. | SS – João Câmara II, 500/138 kV SS – Ceará Mirim, 500/230 kV SS – Campina Grande III, 500/230 kV | Chesf (100%) | 1.800 900 1.200 | Oct/14 Oct/14 May/15 | 1941-10-01 | 30.2393 | IPCA
Luziânia Niquelândia Transmissora S.A. (2) | SS Luziânia SS Niquelândia | Holding (49%) | 450 30 | Jun/14 Aug/15 | 1942-05-09 | 16.3125 | IPCA
Caldas Novas Transmissão S.A. (3) | Expansion of SS Corumbá | Furnas (49,9%) | 150 | 2013-07-01 | 2041-06-15 | 4.742 | IPCA
Baguari Energia S.A. (4) | SS of Baguari Plant | Furnas (15%) | 155.6 | 2006-08-01 | 1941-08-01 | - | -
Enerpeixe S.A. (4) | SS of Peixe Angical Plant | Furnas (40%) | 525 | 2001-11-01 | 1936-11-01 | - | -
Teles Pires Participações S.A. (4) | SS HPP Teles Pires (5) | Furnas (24,5%) | - | 2011-06-07 | 2046-06-07 | - | -
Goiás Transmissão S.A. | SS Trindade | Furnas (49%) | 1200 | 2013-11-01 | 1940-07-01 | 58.9589 | -
Madeira Energia S.A. (4) | SS of Santo Antônio Plant | Furnas (43,06%) | 3630 | 2007-08-01 | 1943-06-01 | - | -
MGE Transmissão S.A. | Viana 2 | Furnas (49%) | 900 | 2014-08-01 | 1940-07-01 | 35.1307 | -
Retiro Baixo Energética S.A. (4) | SS of Retiro Baixo Plant | Furnas (49%) | 100 | 2006-08-01 | 1941-08-01 | - | -
Serra do Facão Energia S.A. (4) | SS of Serra do Facão Plant | Furnas (49,5%) | 236.4 | 2001-11-01 | 1936-11-01 | - | -
Transenergia Renovável S.A. | Edéia | Furnas (49%) | 150 | 2012-02-01 | 2025-06-30 | 57.2 | -
| Jataí |  | 450 | 2012-12-01 | 2025-06-30 |  | -
| Mineiros |  | 0 | 2012-12-01 | 2025-06-30 |  | -
| Morro Vermelho |  | 0 | 2012-12-01 | 2025-06-30 |  | -
| Quirinópolis |  | 225 | 2011-04-01 | 2025-06-30 |  | -
Transenergia São Paulo S.A | Itatiba | Furnas (49%) | 1200 | 2012-08-01 | 1939-11-01 | 20.3714 | -
Interligação Elétrica do Madeira S.A. | Rectifier Station CA/CC from 500 kV to +/- 600 kV | Furnas (24,5%) | 3832 | 2014-05-01 | 2039-02-01 | 560.0296 | -
| Switching Station CC/CA from +/- 600 kV to 500 kV |  | 3632 | 2014-05-01 | 1939-02-01
Companhia Transleste de Transmissão (2) | SS Irapé | Holding (24%) | n/a | 2005-12-01 | 1935-12-01 | 42.543 | -
Companhia Transirapé de Transmissão (2) | SS Araçuaí 2 | Holding (24,5%) | 450 | 2007-05-01 | 2037-05-01 | 34.5351 | -
| SS Irapé | Holding (24,5%) | 450 | 2007-05-01 | 2037-05-01 | - | -
Triângulo Mineiro Transmissora S.A. | SS Marimbondo II | Furnas (49%) | - | 2016-12-01 | 1943-08-01 | - | -
| SS Assis |  | - | 2016-12-01 | 1943-08-01 |  | -
Vale do São Bartolomeu Transmissora de Energia S.A. | SS Brasília Leste 500/138 kV | Furnas (39%) | 1260 | 2018-02-01 | 1943-10-01 | 36.7334 | IPCA
Empresa de Energia São Manoel S.A. (4) | SS of São Manoel Plant SS Paranaíta | Furnas (33,33%) | - | 2017-12-28 | 2049-04-09 | - | -
Etau (5) | Lagoa Vermelha 2 230/138KV; Barra Grande 230/138 KV; Santa Marta 230 KV - Line input; Expansion Lagoa Vermelha 2 230/138KV | Holding (27,42%) | 150 - - 150 | Apr/05 Jul/05 Jul/05 Oct/16 | 1932-12-17 | 10.7201 | IGPM
Transmissora Sul Brasileira de Energia – TSBE (6) (7) | Expansion SS 525 KV Salto Santiago; Expansion SS 525 kV Itá Expansion SS 525/230kV; Nova Santa Rita; Camaquã 3 230/69Kv ; Expansion SS 230 kV Quinta | Eletrosul (100%) | - - - 166 - | Feb/14 Aug/14 Aug/14 Dec/14 Dec/14 | 2042-05-09 | 6.7423 | IPCA
Transmissora Sul Litorânea de Energia - TSLE (7) | Expansion SS 525 Kv Povo Novo; Povo Novo 525/230 kV; Santa Vitória do Palmar 525/138 kV; Marmeleiro 525 kV - synchronous compensator ±200 Mvar; Expansion SS Nova Santa Rita 525kV. | Eletrosul (51%) | 672 672 75 - - | Jan/18 Dec/14 Dec/14 Dec/14 Apr/15 | 1942-08-26 | 56.9248 | IPCA
Fronteira Oeste Transmissora de Energia S.A. (Fote) (7) | SS Pinhalzinho 2 Expansion SS Santa Maria 3, 230/138 kV Expansion SS Foz do Chapecó (TL conexion bay Pin2-Foz Chap. C2) | Eletrosul (51%) | 450 166 | Feb/18 May/16 Feb/18 | 2044-01-28 | 8.1588 | IPCA
(1) Remuneration included in the AAR of the transmission line.
(2) Entreprise will be transferred to Eletrobras after approval by the responsible sectoral entities and the financing agents, according to the case. Auction expected to be held in the second half of 2018.
(3) Remuneration included in the Transmission Line AAR.
(4) There is no AAR because equipments are of the generating plant restricted interest.
(5) Line entries and inscriptions associated with Campos Novos - Santa Marta TL located at the substations. On June 4, 2018, Eletrosul concluded, as provided in the Terms of Transfer in Lieu of Payment with Eletrobras, the sale of the entire equity interest in the SPE.
(6) In 2Q19 - we inform that SPE TSBE's revenue classification understanding changed in the amount of R$ 8,193,374.02, which became Transmission Line Function revenue and no longer Substation revenue.
(7) According to Aneel Resolution nº 2,408 / 2018.

## SPE's Financing and Loans
VII.2 Financing and Loans – R$ million
SPE | Eletrobras Companies (%) | BNDES - Brazilian Development Bank (a) | [7 empty] | Other Creditors (b) | [7 empty] | Total (a+b)
|  | 2019 | 2020 | 2021 | 2022 | 2023 | 2024 | 2025 | After 2025 | 2019 | 2020 | 2021 | 2022 | 2023 | 2024 | 2025 | After 2025
Belo Monte Transmissora de Energia S.A | Eletronorte (24,5%) | 360.12 | 363.43 | 362.59 | 362.41 | 362.22 | 362.54 | 361.77 | - | 45.22 | 55.58 | 66.07 | 74.91 | 85.44 | 93.75 | 108.49 | - | 3064.54
Furnas (24,5%)
Energética Águas da Pedra S.A. | Eletronorte (24,5%) | 8.68 | 35.11 | 35.45 | 35.8 | 36.15 | 36.51 | 36.87 | 29.64 | - | - | - | - | - | - | - | - | 262.89
| Chesf (24,5%) | [14 empty] | 36.87
Norte Brasil Transmissora de Energia S.A. | Eletronorte (49%) | 75.463 | 36.607 | 73.215 | 73.215 | 73.215 | 73.215 | 73.215 | 292.928 | 45.342 | 11.736 | 32.374 | 40.196 | 42.836 | 45.477 | 48.2056 | 33.0794 | 1070.319
Manaus Transmissora de Energia S.A. | Holding (49,5%) | 228.357 | 196.2228 | 163.9256 | 131.4666 | 98.8452 | 66.0611 | 33.1127 | - | 406.6723 | 377.8326 | 347.774 | 315.9908 | 282.3384 | 246.1927 | 208.5343 | - | 3103.3261
Transmissora Matogrossense de Energia S.A. | Holding (49%) | 1.761 | 6.43 | 6.43 | 6.43 | 6.43 | 6.43 | 6.43 | 2.6834 | 1.9789 | 6.1538 | 6.1538 | 6.1538 | 6.1538 | 6.1538 | 6.1538 | 19.4872 | 101.4137
Brasventos Eolo Geradora de Energia S.A. | Holding (49%) | 16.28 | 15.68 | 15.08 | 14.48 | 13.88 | 13.28 | 12.68 | 59.85 | - | - | - | - | - | - | - | - | 161.21
Brasventos Miassaba 3 Geradora de Energia S.A. | Holding (49%) | 16.53 | 15.91 | 15.29 | 14.68 | 14.06 | 13.44 | 12.83 | 60.51 | - | - | - | - | - | - | - | - | 163.25
Rei dos Ventos 3 Geradora de Energia S.A. | Holding (49%) | 17.16 | 16.53 | 15.9 | 15.26 | 14.63 | 14 | 13.37 | 63.08 | - | - | - | - | - | - | - | - | 169.93
Norte Energia S.A. | Eletronorte (19,98%) | 1285.57 | 1477.79 | 1477.79 | 1477.79 | 1477.79 | 1477.79 | 1477.79 | 6108.65 | 975.38 | 1140.65 | 1140.65 | 1140.65 | 1140.65 | 1140.65 | 1140.65 | 3816.3 | 27896.54
Chesf (15%)
Eletrobras Holding (15%)
Companhia Energética Sinop S.A. | Eletronorte (24,5%) | 29 | 94 | 68 | 26 | 28 | 31 | 33 | 774 | 17 | 1 | 2 | 6 | 10 | 14 | 18 | 195 | 1346
Chesf (24,5%)
Sistema de Transmissão Nordeste S.A. | Chesf (49%) | [7 empty] | - | 6 | 24 | 18 | 13 | 14 | 7 | 0 | 0 | 82 | bar: BNDES - Brazilian Development Bank (a) 2019 to BNDES - Brazilian Development Bank (a) 2025
Interligação Elétrica do Madeira S.A. | Chesf (24,5%) | 232.31 | 223.17 | 213.97 | 199.5 | 165.84 | 156.89 | 633.04 | 0 | 105.1 | 122.21 | 127.18 | 132.19 | 131.31 | 136.17 | 431.14 | 0 | 3010.02
Furnas (24,5%)
Interligação Elétrica Garanhuns S.A. | Chesf (49%) | 8.8 | 32.85 | 32.85 | 32.85 | 28.09 | 18.56 | 18.56 | 55.68 | - | - | - | - | - | - | - | - | 228.24
Transmissora Delmiro Gouveia S.A. | Chesf (49%) | [7 empty] | - | 0 | 3 | 5 | 6 | 7 | 8 | 10 | 116 | 155 | bar: BNDES - Brazilian Development Bank (a) 2019 to BNDES - Brazilian Development Bank (a) 2025
ESBR Participações S.A. | Chesf (20%) | 0.10805 | 0.36289 | 0.36289 | 0.36289 | 0.36289 | 0.36289 | 0.35484 | 3.0208 | 0.10879 | 0.36162 | 0.36162 | 0.36162 | 0.36162 | 0.36162 | 0.36162 | 3.078 | 10.6546
Eletrosul (20%)
Chapada do Piauí I Holding (1) | Holding (49%) | 23.5446 | 25.8211 | 28.2821 | 30.9375 | 33.7758 | 36.9131 | 38.7588 | 337.4436 | 0.086768 | 0.43384 | 0.2603 | 0.086768 | 6.0737 | 8.6768 | 9.1106 | 61.4746 | 641.68
Chapada do Piauí II Holding (2) | Holding (49%) | 36.9568 | 37.2612 | 37.5629 | 37.8566 | 38.1446 | 38.4269 | 40.3482 | 248.8447 | - | - | - | - | - | - | - | - | 515.402
Eólica Serra das Vacas I S.A. | Holding (49%) | 69.8018 | 67.5556 | 64.3401 | 60.8528 | 57.0709 | 52.9694 | 48.5213 | 43.6974 | - | - | - | - | - | - | - | - | 464.8094
Eólica Serra das Vacas II S.A. | Holding (49%) | 63.1593 | 61.1269 | 58.2174 | 55.062 | 51.6399 | 47.9287 | 43.9039 | 39.5391 | - | - | - | - | - | - | - | - | 420.5772
Eólica Serra das Vacas III S.A. | Holding (49%) | 63.1593 | 61.1269 | 58.2174 | 55.062 | 51.6399 | 47.9287 | 43.9039 | 39.5391 | - | - | - | - | - | - | - | - | 420.5772
Eólica Serra das Vacas IV S.A. | Holding (49%) | 63.1593 | 61.1269 | 58.2174 | 55.062 | 51.6399 | 47.9287 | 43.9039 | 39.5391 | - | - | - | - | - | - | - | - | 420.5772
Vamcruz I | Holding (49%) | 38.65 | 37.52 | 36.25 | 34.96 | 33.65 | 32.39 | 30.93 | 168.42 | - | - | - | - | - | - | - | - | 412.77
Extremoz Transmissora do Nordeste –ETN S.A. | Chesf (100%) | [7 empty] | - | 0 | 8.24 | 9.22 | 12.07 | 15.9 | 16.95 | 18.03 | 74.58 | 154.99 | bar: BNDES - Brazilian Development Bank (a) 2019 to BNDES - Brazilian Development Bank (a) 2025
Foz do Chapecó | Furnas (40%) | 56.2289 | 218.0592 | 206.7162 | 195.3757 | 184.0216 | 171.821 | 416.2395 | - | - | - | - | - | - | - | - | - | 1448.4621
Enerpeixe | Furnas (40%) | [7 empty] | - | 135.37 | 224.82 | 132.36 | 131.96 | 279.38 | 0 | 0 | - | 903.89 | bar: BNDES - Brazilian Development Bank (a) 2019 to BNDES - Brazilian Development Bank (a) 2025
Santo Antônio | Furnas (39%) | 307.2764 | 568.724 | 693.633 | 1376.3758 | 2222.246 | 1705.2272 | 1350.1983 | - | 283.2864 | 379.2085 | 461.4624 | 620.0929 | 782.3483 | 762.9319 | 1455.0009 | - | 12968.0121
Teles Pires | Furnas (24,5%) | 346.09 | 334.92 | 323 | 311.22 | 299.49 | 288.43 | 275.57 | - | 97.11 | 35.98 | 40.33 | 41.29 | 39.13 | 35.45 | 31.11 | - | 2499.12
Eletrosul (24,72%)
Centroeste de Minas | Holding (49%) | 4.085 | 3.6696 | 3.477 | 3.3112 | 1.0635 | 0 | 0 | 0 | - | - | - | - | - | - | - | - | 15.6064
Serra do Facão | Furnas (49,5%) | 64.7931 | 59.9924 | 56.898 | 53.8052 | 50.7117 | 47.6659 | 44.5027 | - | - | - | - | - | - | - | - | - | 378.369
Retiro Baixo | Furnas (49%) | 21.3 | 20.2 | 19.1 | 18.8 | 18.6 | 18.3 | 18 |  | - | - | - | - | - | - | - | - | 134.3
Goiás Transmissão | Furnas (49%) | 17.867 | 16.495 | 15.65 | 14.823 | 13.995 | 13.177 | 36.205 | - | 13.635 | 13.116 | 12.608 | 10.84 | 10.46 | 10.095 | 82.431 | - | 281.397
MGE Transmissão | Furnas (49%) | 14.953 | 13.642 | 12.928 | 12.228 | 11.528 | 10.833 | 20.308 | - | - | - | - | - | - | - | - | - | 96.42
Transenergia São Paulo | Furnas (49%) | 7.33 | 6.987 | 6.681 | 6.38 | 6.073 | 5.765 | 12.782 | - | - | - | - | - | - | - | - | - | 51.998
Transenergia Renovável | Furnas (49%) | 22.414 | 18.273 | 16.852 | 15.9 | 14.951 | 14.008 | 24.223 | - | - | - | - | - | - | - | - | - | 126.621
Triângulo Mineiro Transmissão S.A. | Furnas (49%) | [7 empty] | - | 27.1712 | 27.1712 | 27.1712 | 27.1712 | 27.1712 | 0 | 0 | - | 135.8562 | bar: BNDES - Brazilian Development Bank (a) 2019 to BNDES - Brazilian Development Bank (a) 2025
Vale de São Bartolomeu Transmissão S.A. | Furnas (39%) | [7 empty] | - | 25.63 | 25.63 | 25.63 | 25.63 | 25.63 | - | - | - | 128.15 | bar: BNDES - Brazilian Development Bank (a) 2019 to BNDES - Brazilian Development Bank (a) 2025
Mata de Santa Genebra S.A. | Furnas (49,9%) | 71.0662 | 136.4443 | 136.1429 | 136.0829 | 136.0179 | 136.1447 | 23.5373 | - | - | - | - | - | - | - | - | - | 775.4362
Companhia Transirapé de Transmissão S.A. | Holding (24,5%) | 343 | 485 | 485 | 485 | 485 | 485 | 485 | 161 | 5693 | 14050 | 12980 | 10063 | 2803 | 619 | 421 | 1649 | 51692
Companhia Transleste de Transmissão S.A. | Holding (24,5%) | [7 empty] | - | 8291 | 17805 | 17567 | 13969 | 3238 | 3183 | 585 | 0 | 64638 | bar: BNDES - Brazilian Development Bank (a) 2019 to BNDES - Brazilian Development Bank (a) 2025
Companhia Transudeste de Transmissão S.A. | Holding (25%) | [7 empty] | - | 6108 | 12173 | 12173 | 9130 | - | - | - | - | 39584 | bar: BNDES - Brazilian Development Bank (a) 2019 to BNDES - Brazilian Development Bank (a) 2025
São Manoel | Furnas (33,33%) | [7 empty] | - | 212.85 | 221.67 | 225.79 | 225.86 | 202.88 | 211.48 | 218.23 | - | 1518.76 | bar: BNDES - Brazilian Development Bank (a) 2019 to BNDES - Brazilian Development Bank (a) 2025
Paranaíba Transmissora de Energia S.A. | Furnas (24,5%) | 73.2822 | 74.4295 | 75.4215 | 76.4546 | 77.5327 | 78.6597 | 79.8404 | - | 12.8335 | 15.6283 | 14.9875 | 15.7275 | 20.892 | 26.0545 | 25.6161 | - | 667.3599
Caldas Novas Transmissão S.A. | Furnas (49%) | 1.37 | 1.32 | 1.32 | 1.32 | 1.19 | 0.79 | 2.84 | - | - | - | - | - | - | - | - | - | 10.15
Luziânia Transmissora de Energia S.A. | Holding (49%) | [7 empty] | - | 1.1924 | 4.519 | 4.4895 | 4.443 | 2.3213 | 2.238 | 2.1548 | 14.362 | 35.7202 | bar: BNDES - Brazilian Development Bank (a) 2019 to BNDES - Brazilian Development Bank (a) 2025
Itaguaçu da Bahia Energias Renováveis S.A. (3) | Furnas (49%) | [7 empty] | - | 0 | 0 | 0 | 0 | 0 | 0 | 0 | - | 0 | bar: BNDES - Brazilian Development Bank (a) 2019 to BNDES - Brazilian Development Bank (a) 2025
Uirapuru Transmissora de Energia S.A. (3) | Holding (75%) | [7 empty] | - | - | - | - | - | - | - | - | - | 0 | bar: BNDES - Brazilian Development Bank (a) 2019 to BNDES - Brazilian Development Bank (a) 2025
Transmissora Sul Litorânea de Energia S.A. | Eletrosul (51%) | 14.064 | 42.195 | 42.195 | 42.195 | 42.195 | 42.195 | 42.195 | 129.816 | 6.329 | 12.658 | 12.658 | 12.658 | 12.658 | 12.658 | 12.658 | 75.949 | 555.276
Transmissora Sul Brasileira de Energia S.A. | Eletrosul (80%) | 8.3519 | 20.967 | 20.967 | 20.967 | 20.967 | 20.967 | 20.967 | 39.564 | - | 8.3159 | 9.6588 | 10.8098 | 11.1935 | 11.9608 | 13.8792 | 47.8467 | 287.3826
Santa Vitória do Palmar Holding S.A. (4) | Holding (78%) | 9.6517 | 32.6472 | 32.6472 | 32.6472 | 32.6472 | 32.6472 | 32.6472 | 179.5595 | 5.2397 | 16.3676 | 16.3676 | 16.3676 | 16.3676 | 16.3676 | 16.3676 | 90.0215 | 578.5609
Livramento Holding S.A. | Eletrosul (59%) | 0.98953 | 3.4141 | 3.4141 | 3.4141 | 3.4141 | 3.4141 | 3.4141 | 15.3634 | - | - | - | - | - | - | - | - | 36.8374
Chuí Holding S.A. (4) | Holding (78%) | 7.615 | 25.5899 | 25.5899 | 25.5899 | 25.5899 | 25.5899 | 25.5899 | 153.5394 | - | - | - | - | - | - | - | - | 314.6938
Fronteira Oeste Transmissora de Energia (5) | Eletrosul (51%) | [7 empty] | - | - | - | - | - | - | - | - | - | 0 | bar: BNDES - Brazilian Development Bank (a) 2019 to BNDES - Brazilian Development Bank (a) 2025
Chuí IX (6) | Holding (99,99%) | 4.7375 | 4.5334 | 4.3293 | 4.1251 | 3.921 | 3.7169 | 3.5128 | 17.8572 | 2.0761 | 1.9866 | 1.8971 | 1.8077 | 1.7182 | 1.6288 | 1.5393 | 7.8253 | 67.2123
Hermenegildo I (6) | Holding (99,99%) | 16.4467 | 15.738 | 15.0294 | 14.3207 | 13.612 | 12.9034 | 12.1947 | 61.9923 | 7.2075 | 6.8969 | 6.5864 | 6.2758 | 5.9653 | 5.6547 | 5.3442 | 27.1672 | 233.3352
Hermenegildo II (6) | Holding (99,99%) | 16.4503 | 15.7415 | 15.0327 | 14.3238 | 13.615 | 12.9062 | 12.1974 | 62.0059 | 7.2092 | 6.8985 | 6.5879 | 6.2773 | 5.9666 | 5.656 | 5.3454 | 27.1734 | 233.3871
Hermenegildo III (6) | Holding (99,99%) | 14.0151 | 13.4112 | 12.8073 | 12.2034 | 11.5995 | 10.9957 | 10.3918 | 52.8269 | 6.142 | 5.8774 | 5.6127 | 5.3481 | 5.0834 | 4.8188 | 4.5541 | 23.151 | 198.8384
Empresa de Transmissão do Alto Uruguai S.A. | Holding (51%) | [7 empty] | - | - | - | - | - | - | - | - | - | 0 | bar: BNDES - Brazilian Development Bank (a) 2019 to BNDES - Brazilian Development Bank (a) 2025
ROUAR (7) | Holding (50%) | 2.6308 | 2.6566 | 2.6789 | 2.6979 | 2.7175 | 2.7321 | 2.2418 | 20.8344 | 2.7382 | 2.7651 | 2.7883 | 2.808 | 2.8284 | 2.8437 | 2.3333 | 21.6848 | 79.9796
Mangue Seco 2 | Holding (49%) | 1.4807 | 1.6266 | 1.7828 | 1.9503 | 2.1299 | 2.3219 | 2.5273 | 19.553 | 3.0218 | 3.3195 | 3.6385 | 3.9801 | 4.3467 | 4.7386 | 5.1577 | 39.9041 | 101.4795
Fortim (8) | Furnas (100%) | [7 empty] | - |  |  | 0.6 | 7.72 | 13.74 | 15.36 | 17.04 | - | 54.46 | bar: BNDES - Brazilian Development Bank (a) 2019 to BNDES - Brazilian Development Bank (a) 2025
(1) The participation of SPEs V. Santa Joana IX, X, XI, XII, XIII, XIV and XV Renewable Energy SA were merged into the Chapada company Piauí I Holding S.A.
(2) The participation of SPEs V. Santa Joana I, III, IV, V, VII, Santo Augusto IV Energia Renováveis S.A. were merged into the Chapada company Piauí II Holding S.A.
(3) No loans and financing.
(4) There was a business combination and SPE Chuí Holding S.A. became a subsidiary of SPE Santa Vitória do Palmar S.A. On 29 December, 2017, Eletrosul concluded, as provided in the Terms of Transfer in Lieu of Payment with Eletrobras, the sale of the entire equity interest in the SPE.
(5) No loans and financing on the reference date 03.31.2019.
(6) On 29 December, 2017, Eletrosul concluded, as provided in the Terms of Transfer in Lieu of Payment with Eletrobras, the sale of the entire equity interest in the SPE.
(7) Amounts in dollars.
(8) Fortim is the complex that considers 5 SPEs (Wind Energy V S.A., Wind Energy VI S.A., Wind Energy VII S.A., Wind Energy VIII S.A. and Wind Energy IX S.A.).

## Financing and Loans
IV.3.1 Financing and Loans – R$ Million
Local Currency (LC) + Foreign Currency (FC)
Eletrobras Companies | Elebrobras (1) | [7 empty] | Other Creditors (b) | [7 empty] | Total (1+2)
| 2019 | 2020 | 2021 | 2022 | 2023 | 2024 | 2025 | After 2025 | 2019 | 2020 | 2021 | 2022 | 2023 | 2024 | 2025 | After 2025
Eletronorte | 66.29 | 145.92 | 148.95 | 152.16 | 155.58 | 137.87 | 93.08 | 308.4 | 66.72 | 295.39 | 278.99 | 282.19 | 283.39 | 202.75 | 167.54 | 676.81 | 3462.03
Chesf | - | - | 0 | 0 | 0 | 0 | 0 | - | 91.5 | 182.47 | 174.08 | 128.64 | 120.01 | 70.78 | 46.11 | 201.22 | 1014.81
Furnas | 117 | 483 | 507 | 345 | 234 | 123 | 123 | 614 | 339 | 1043 | 760 | 782 | 1390 | 218 | 180 | 492 | 7750
Eletronuclear | 49.4 | 518 | 183.5 | 183.6 | 183.6 | 183.6 | 108.2 | 411.3 | 76.5 | 215.4 | 224.6 | 234.4 | 249.6 | 267.8 | 287.1 | 5172.7 | 8549.3
Eletrosul (1) | 15.7726 | 45.1155 | 55.9096 | 57.445 | 58.9803 | 58.9803 | 58.9803 | 432.2484 | 106.389 | 374.2304 | 435.9405 | 152.1432 | 123.6462 | 95.8684 | 95.8684 | 232.5271 | 2400.0451
CGTEE | 1647.4936 | 355.8037 | 300.2886 | 265.2131 | 255.3345 | 249.0032 | 249.0032 | 246.1606 | - | - | - | - | - | - | - | - | 3568.3005
Amazonas GT (2) | 1037.2 | 123.2 | 441.1 | 364.7 | 262.5 | 134.4 | 100.8 | - | - | - | - | - | - | - | - | - | 2463.9
Itaipu Binacional | - | 164.3456 | 684.8485 | 98.7015 | 24.7793 | - | - | - | - | 282.1737 | 1175.7538 | 1252.6429 | 218.5509 | 258.0118 | 15.4675 | 160.1378 | 4335.4133
(1) It includes FIDC.
(2) It includes promissory notes